{"text_format":"1","workbook":"xlsx","n_sheets":13,"sheets":["epw","SolarPosition","Control","検討設定","Building","T1","Meteo","Output","Schedule","Template","Material","History","修正ログ"],"not_rendered":{"charts":13,"images":0,"macros":1,"external_links":0,"defined_names":38,"comments":2,"pivot_tables":0},"unopened":[],"bounds":{"document_bytes":16777216,"sheet_cells":100000,"rows_first":2000,"rows_last":500,"rows_between":2000,"halvings":0,"cell_chars":16384,"cell_head_chars":4096},"cells_cut":0,"cells_raw":0,"read":"whole","date_system":"1900"}

{"sheet":"epw","index":0,"n_rows":8768,"n_cols":35,"rows_kept":2250,"cut":true,"hidden":true,"merged":[],"bounds":{"rows_first":1000,"rows_last":250,"rows_between":1000,"halvings":1}}
["LOCATION","Otog Qi","Nei Mongol","CHN","CSWD",535290,39.1,107.98,8,1380.3]
["DESIGN CONDITIONS",1,"Climate Design Data 2009 ASHRAE Handbook",null,"Heating",1,-20.399999999999999,-18.100000000000001,-31.4,0.2,-6.2,-29,0.3,-8.4,10.7,-7.3,9.3000000000000007,-6.8,0.8,20,"Cooling",7,10.9,31.7,15.7,30.4,15.5,29,15,19.7,25.6,18.899999999999999,24.7,18,23.9]
["TYPICAL/EXTREME PERIODS",6,"Summer - Week Nearest Max Temperature For Period","Extreme","2015-07-13","2015-07-19","Summer - Week Nearest Average Temperature For Period","Typical","2015-08-24","2015-08-30","Winter - Week Nearest Min Temperature For Period","Extreme","2015-01-13","2015-01-19","Winter - Week Nearest Average Temperature For Period","Typical","2015-12-01","2015-12-07","Autumn - Week Nearest Average Temperature For Period","Typical","2015-09-29","2015-10-05","Spring - Week Nearest Average Temperature For Period","Typical","2015-04-12","2015-04-18"]
["GROUND TEMPERATURES",3,0.5,null,null,null,-6.38,-7.75,-5.32,-1.53,8.3800000000000008,16.03,21.19,22.77,20.09,14.15,6.21,-1.1599999999999999,2,null,null,null,-1.35,-3.79,-3.29,-1.28,5.36,11.35,16.149999999999999,18.73,18.18,14.81,9.34,3.54,4]
["HOLIDAYS/DAYLIGHT SAVINGS","No",0,0,0]
["COMMENTS 1","Custom/User Format -- WMO#535290; China Standard Weather Data for Analyzing Building Thermal Conditions May 2010; China Meteorological Bureau-Climate Information Center-Climate Data Office and Tsinghua University-Department of Building Science and Technology"]
["COMMENTS 2"," -- Ground temps produced with a standard soil diffusivity of 2.3225760E-03 {m**2/day}"]
["DATA PERIODS",1,1,"Data","Sunday"," 1/ 1","2015-12-31"]
[2005,1,1,1,0,"?9?9?9?9E0?9?9?9*9*9?9*9*9?9*9*9?9?9*9*_*9*9*9*9*9",-9.5,-16.2,54,85990,9999,9999,213,0,0,0,999900,999900,999900,99990,314,2.5,4,4,999,999,9,999999999,0,0,0,88,999,999,99]
[2005,1,1,2,0,"?9?9?9?9E0?9?9?9*9*9?9*9*9?9*9*9?9?9*9*_*9*9*9*9*9",-10.1,-15.7,60,85990,9999,9999,226,0,0,0,999900,999900,999900,99990,250,2.5,9,9,999,999,9,999999999,0,0,0,88,999,999,99]
[2005,1,1,3,0,"?9?9?9?9E0?9?9?9*9*9?9*9*9?9?9?9?9?9*9*_*9*9*9*9*9",-10.6,-15.3,65,85990,9999,9999,220,0,0,0,999900,999900,999900,99990,247,2,8,8,999,999,9,999999999,0,0,0,88,999,999,99]
[2005,1,1,4,0,"?9?9?9?9E0?9?9?9*9*9?9*9*9?9*9*9?9?9*9*_*9*9*9*9*9",-11.2,-15.3,69,85990,9999,9999,205,0,0,0,999900,999900,999900,99990,31,2,2,2,999,999,9,999999999,0,0,0,88,999,999,99]
[2005,1,1,5,0,"?9?9?9?9E0?9?9?9*9*9?9*9*9?9*9*9?9?9*9*_*9*9*9*9*9",-11.7,-15.3,73,85990,9999,9999,213,0,0,0,999900,999900,999900,99990,177,2,7,7,999,999,9,999999999,0,0,0,88,999,999,99]
[2005,1,1,6,0,"?9?9?9?9E0?9?9?9*9*9?9*9*9?9*9*9?9?9*9*_*9*9*9*9*9",-12.2,-15.5,74,85990,9999,9999,199,0,0,0,999900,999900,999900,99990,49,2,1,1,999,999,9,999999999,0,0,0,88,999,999,99]
[2005,1,1,7,0,"?9?9?9?9E0?9?9?9*9*9?9*9*9?9*9*9?9?9*9*_*9*9*9*9*9",-12.6,-15.7,75,85990,9999,9999,198,0,0,0,999900,999900,999900,99990,314,2,1,1,999,999,9,999999999,0,0,0,88,999,999,99]
[2005,1,1,8,0,"?9?9?9?9E0?9?9?9*9*9?9*9*9?9*9*9?9?9*9*_*9*9*9*9*9",-12.7,-16.100000000000001,73,85990,9999,9999,207,0,0,0,999900,999900,999900,99990,30,2,6,6,999,999,9,999999999,0,0,0,88,999,999,99]
[2005,1,1,9,0,"?9?9?9?9E0?9?9?9*9*9?9*9*9?9?9?9?9?9*9*_*9*9*9*9*9",-12.5,-16.399999999999999,70,85990,9999,9999,200,0,0,0,999900,999900,999900,99990,247,2,2,2,999,999,9,999999999,0,0,0,88,999,999,99]
[2005,1,1,10,0,"?9?9?9?9E0?9?9?9*9*9?9*9*9?9*9*9?9?9*9*_*9*9*9*9*9",-11.5,-16.3,65,85990,9999,9999,221,64,174,16,999900,999900,999900,99990,175,2,9,9,999,999,9,999999999,0,0,0,88,999,999,99]
[2005,1,1,11,0,"?9?9?9?9E0?9?9?9*9*9?9*9*9?9*9*9?9?9*9*_*9*9*9*9*9",-9.9,-15.8,58,85990,9999,9999,202,261,572,42,999900,999900,999900,99990,128,2,0,0,999,999,9,999999999,0,0,0,88,999,999,99]
[2005,1,1,12,0,"?9?9?9?9E0?9?9?9*9*9?9*9*9?9*9*9?9?9*9*_*9*9*9*9*9",-7.7,-15.3,51,85990,9999,9999,226,392,734,63,999900,999900,999900,99990,334,2,7,7,999,999,9,999999999,0,0,0,88,999,999,99]
[2005,1,1,13,0,"?9?9?9?9E0?9?9?9*9*9?9*9*9?9*9*9?9?9*9*_*9*9*9*9*9",-5.2,-14.6,44,85990,9999,9999,231,478,754,77,999900,999900,999900,99990,164,2,5,5,999,999,9,999999999,0,0,0,88,999,999,99]
[2005,1,1,14,0,"?9?9?9?9E0?9?9?9*9*9?9*9*9?9*9*9?9?9*9*_*9*9*9*9*9",-2.8,-14,37,85990,9999,9999,238,499,745,80,999900,999900,999900,99990,158,2,4,4,999,999,9,999999999,0,0,0,88,999,999,99]
[2005,1,1,15,0,"?9?9?9?9E0?9?9?9*9*9?9*9*9?9?9?9?9?9*9*_*9*9*9*9*9",-0.4,-13.5,32,85990,9999,9999,249,451,715,72,999900,999900,999900,99990,315,7,5,5,999,999,9,999999999,0,0,0,88,999,999,99]
[2005,1,1,16,0,"?9?9?9?9E0?9?9?9*9*9?9*9*9?9*9*9?9?9*9*_*9*9*9*9*9",1,-13.4,29,85990,9999,9999,256,192,607,47,999900,999900,999900,99990,163,7,6,6,999,999,9,999999999,0,0,0,88,999,999,99]
[2005,1,1,17,0,"?9?9?9?9E0?9?9?9*9*9?9*9*9?9*9*9?9?9*9*_*9*9*9*9*9",0.6,-14.2,28,85990,9999,9999,248,203,386,33,999900,999900,999900,99990,118,7,3,3,999,999,9,999999999,0,0,0,88,999,999,99]
[2005,1,1,18,0,"?9?9?9?9E0?9?9?9*9*9?9*9*9?9*9*9?9?9*9*_*9*9*9*9*9",-0.3,-15.1,28,85990,9999,9999,262,33,0,8,999900,999900,999900,99990,100,7,9,9,999,999,9,999999999,0,0,0,88,999,999,99]
[2005,1,1,19,0,"?9?9?9?9E0?9?9?9*9*9?9*9*9?9*9*9?9?9*9*_*9*9*9*9*9",-1.5,-15.7,29,85990,9999,9999,229,0,0,0,999900,999900,999900,99990,195,7,0,0,999,999,9,999999999,0,0,0,88,999,999,99]
[2005,1,1,20,0,"?9?9?9?9E0?9?9?9*9*9?9*9*9?9*9*9?9?9*9*_*9*9*9*9*9",-2.8,-16.3,30,85990,9999,9999,224,0,0,0,999900,999900,999900,99990,95,7,0,0,999,999,9,999999999,0,0,0,88,999,999,99]
[2005,1,1,21,0,"?9?9?9?9E0?9?9?9*9*9?9*9*9?9?9?9?9?9*9*_*9*9*9*9*9",-3.9,-16.7,32,85990,9999,9999,235,0,0,0,999900,999900,999900,99990,315,5,6,6,999,999,9,999999999,0,0,0,88,999,999,99]
[2005,1,1,22,0,"?9?9?9?9E0?9?9?9*9*9?9*9*9?9*9*9?9?9*9*_*9*9*9*9*9",-4.5999999999999996,-16.8,34,85990,9999,9999,222,0,0,0,999900,999900,999900,99990,323,5,1,1,999,999,9,999999999,0,0,0,88,999,999,99]
[2005,1,1,23,0,"?9?9?9?9E0?9?9?9*9*9?9*9*9?9*9*9?9?9*9*_*9*9*9*9*9",-5.0999999999999996,-16.600000000000001,36,85990,9999,9999,224,0,0,0,999900,999900,999900,99990,303,5,2,2,999,999,9,999999999,0,0,0,88,999,999,99]
[2005,1,1,24,0,"?9?9?9?9E0?9?9?9*9*9?9*9*9?9*9*9?9?9*9*_*9*9*9*9*9",-5.4,-16.399999999999999,37,85990,9999,9999,237,0,0,0,999900,999900,999900,99990,175,5,8,8,999,999,9,999999999,0,0,0,88,999,999,99]
[2005,1,2,1,0,"?9?9?9?9E0?9?9?9*9*9?9*9*9?9*9*9?9?9*9*_*9*9*9*9*9",-5.7,-16,40,86140,9999,9999,219,0,0,0,999900,999900,999900,99990,124,5,1,1,999,999,9,999999999,0,0,0,88,999,999,99]
[2005,1,2,2,0,"?9?9?9?9E0?9?9?9*9*9?9*9*9?9*9*9?9?9*9*_*9*9*9*9*9",-6.2,-15.7,43,86140,9999,9999,240,0,0,0,999900,999900,999900,99990,24,5,9,9,999,999,9,999999999,0,0,0,88,999,999,99]
[2005,1,2,3,0,"?9?9?9?9E0?9?9?9*9*9?9*9*9?9?9?9?9?9*9*_*9*9*9*9*9",-6.9,-15.5,46,86140,9999,9999,229,0,0,0,999900,999900,999900,99990,360,1,7,7,999,999,9,999999999,0,0,0,88,999,999,99]
[2005,1,2,4,0,"?9?9?9?9E0?9?9?9*9*9?9*9*9?9*9*9?9?9*9*_*9*9*9*9*9",-8,-15.7,50,86140,9999,9999,208,0,0,0,999900,999900,999900,99990,222,1,0,0,999,999,9,999999999,0,0,0,88,999,999,99]
[2005,1,2,5,0,"?9?9?9?9E0?9?9?9*9*9?9*9*9?9*9*9?9?9*9*_*9*9*9*9*9",-9.3000000000000007,-16,55,86140,9999,9999,216,0,0,0,999900,999900,999900,99990,16,1,5,5,999,999,9,999999999,0,0,0,88,999,999,99]
[2005,1,2,6,0,"?9?9?9?9E0?9?9?9*9*9?9*9*9?9*9*9?9?9*9*_*9*9*9*9*9",-10.6,-16.399999999999999,59,86140,9999,9999,208,0,0,0,999900,999900,999900,99990,74,1,3,3,999,999,9,999999999,0,0,0,88,999,999,99]
[2005,1,2,7,0,"?9?9?9?9E0?9?9?9*9*9?9*9*9?9*9*9?9?9*9*_*9*9*9*9*9",-11.5,-16.7,62,86140,9999,9999,196,0,0,0,999900,999900,999900,99990,21,1,0,0,999,999,9,999999999,0,0,0,88,999,999,99]
[2005,1,2,8,0,"?9?9?9?9E0?9?9?9*9*9?9*9*9?9*9*9?9?9*9*_*9*9*9*9*9",-11.9,-16.7,64,86140,9999,9999,204,0,0,0,999900,999900,999900,99990,184,1,3,3,999,999,9,999999999,0,0,0,88,999,999,99]
[2005,1,2,9,0,"?9?9?9?9E0?9?9?9*9*9?9*9*9?9?9?9?9?9*9*_*9*9*9*9*9",-11.2,-16.100000000000001,64,86140,9999,9999,206,0,0,0,999900,999900,999900,99990,225,2,3,3,999,999,9,999999999,0,0,0,88,999,999,99]
[2005,1,2,10,0,"?9?9?9?9E0?9?9?9*9*9?9*9*9?9*9*9?9?9*9*_*9*9*9*9*9",-9.8000000000000007,-15.1,62,86140,9999,9999,223,95,207,38,999900,999900,999900,99990,170,2,8,8,999,999,9,999999999,0,0,0,88,999,999,99]
[2005,1,2,11,0,"?9?9?9?9E0?9?9?9*9*9?9*9*9?9*9*9?9?9*9*_*9*9*9*9*9",-8,-14.3,57,86140,9999,9999,226,400,727,110,999900,999900,999900,99990,246,2,7,7,999,999,9,999999999,0,0,0,88,999,999,99]
[2005,1,2,12,0,"?9?9?9?9E0?9?9?9*9*9?9*9*9?9*9*9?9?9*9*_*9*9*9*9*9",-6.1,-13.6,51,86140,9999,9999,220,324,434,129,999900,999900,999900,99990,267,2,1,1,999,999,9,999999999,0,0,0,88,999,999,99]
[2005,1,2,13,0,"?9?9?9?9E0?9?9?9*9*9?9*9*9?9*9*9?9?9*9*_*9*9*9*9*9",-4.2,-13,46,86140,9999,9999,249,394,508,157,999900,999900,999900,99990,129,2,9,9,999,999,9,999999999,0,0,0,88,999,999,99]
[2005,1,2,14,0,"?9?9?9?9E0?9?9?9*9*9?9*9*9?9*9*9?9?9*9*_*9*9*9*9*9",-2.6,-12.7,41,86140,9999,9999,247,242,0,242,999900,999900,999900,99990,132,2,7,7,999,999,9,999999999,0,0,0,88,999,999,99]
[2005,1,2,15,0,"?9?9?9?9E0?9?9?9*9*9?9*9*9?9?9?9?9?9*9*_*9*9*9*9*9",-1.4,-12.5,38,86140,9999,9999,248,218,0,218,999900,999900,999900,99990,292,6,6,6,999,999,9,999999999,0,0,0,88,999,999,99]
[2005,1,2,16,0,"?9?9?9?9E0?9?9?9*9*9?9*9*9?9*9*9?9?9*9*_*9*9*9*9*9",-0.9,-12.4,37,86140,9999,9999,239,284,642,113,999900,999900,999900,99990,193,6,1,1,999,999,9,999999999,0,0,0,88,999,999,99]
[2005,1,2,17,0,"?9?9?9?9E0?9?9?9*9*9?9*9*9?9*9*9?9?9*9*_*9*9*9*9*9",-1.5,-12.7,38,86140,9999,9999,236,99,0,99,999900,999900,999900,99990,166,6,1,1,999,999,9,999999999,0,0,0,88,999,999,99]
[2005,1,2,18,0,"?9?9?9?9E0?9?9?9*9*9?9*9*9?9*9*9?9?9*9*_*9*9*9*9*9",-3.1,-13.6,40,86140,9999,9999,226,49,0,20,999900,999900,999900,99990,157,6,0,0,999,999,9,999999999,0,0,0,88,999,999,99]
[2005,1,2,19,0,"?9?9?9?9E0?9?9?9*9*9?9*9*9?9*9*9?9?9*9*_*9*9*9*9*9",-5,-14.7,42,86140,9999,9999,233,0,0,0,999900,999900,999900,99990,198,6,6,6,999,999,9,999999999,0,0,0,88,999,999,99]
[2005,1,2,20,0,"?9?9?9?9E0?9?9?9*9*9?9*9*9?9*9*9?9?9*9*_*9*9*9*9*9",-6.6,-15.5,45,86140,9999,9999,212,0,0,0,999900,999900,999900,99990,146,6,0,0,999,999,9,999999999,0,0,0,88,999,999,99]
[2005,1,2,21,0,"?9?9?9?9E0?9?9?9*9*9?9*9*9?9?9?9?9?9*9*_*9*9*9*9*9",-7.4,-15.8,47,86140,9999,9999,222,0,0,0,999900,999900,999900,99990,360,3,5,5,999,999,9,999999999,0,0,0,88,999,999,99]
[2005,1,2,22,0,"?9?9?9?9E0?9?9?9*9*9?9*9*9?9*9*9?9?9*9*_*9*9*9*9*9",-7.1,-15.3,48,86140,9999,9999,215,0,0,0,999900,999900,999900,99990,59,3,1,1,999,999,9,999999999,0,0,0,88,999,999,99]
[2005,1,2,23,0,"?9?9?9?9E0?9?9?9*9*9?9*9*9?9*9*9?9?9*9*_*9*9*9*9*9",-6.8,-15,48,86140,9999,9999,212,0,0,0,999900,999900,999900,99990,133,3,0,0,999,999,9,999999999,0,0,0,88,999,999,99]
[2005,1,2,24,0,"?9?9?9?9E0?9?9?9*9*9?9*9*9?9*9*9?9?9*9*_*9*9*9*9*9",-7.6,-15.9,47,86140,9999,9999,220,0,0,0,999900,999900,999900,99990,354,3,4,4,999,999,9,999999999,0,0,0,88,999,999,99]
[2005,1,3,1,0,"?9?9?9?9E0?9?9?9*9*9?9*9*9?9*9*9?9?9*9*_*9*9*9*9*9",-9,-17.399999999999999,46,87370,9999,9999,212,0,0,0,999900,999900,999900,99990,86,3,3,3,999,999,9,999999999,0,0,0,88,999,999,99]
[2005,1,3,2,0,"?9?9?9?9E0?9?9?9*9*9?9*9*9?9*9*9?9?9*9*_*9*9*9*9*9",-10.4,-19,45,87370,9999,9999,206,0,0,0,999900,999900,999900,99990,356,3,3,3,999,999,9,999999999,0,0,0,88,999,999,99]
[2005,1,3,3,0,"?9?9?9?9E0?9?9?9*9*9?9*9*9?9?9?9?9?9*9*_*9*9*9*9*9",-11,-19.8,44,87370,9999,9999,211,0,0,0,999900,999900,999900,99990,360,6,7,7,999,999,9,999999999,0,0,0,88,999,999,99]
[2005,1,3,4,0,"?9?9?9?9E0?9?9?9*9*9?9*9*9?9*9*9?9?9*9*_*9*9*9*9*9",-11.6,-20.5,43,87370,9999,9999,193,0,0,0,999900,999900,999900,99990,280,6,0,0,999,999,9,999999999,0,0,0,88,999,999,99]
[2005,1,3,5,0,"?9?9?9?9E0?9?9?9*9*9?9*9*9?9*9*9?9?9*9*_*9*9*9*9*9",-13,-21.9,43,87370,9999,9999,196,0,0,0,999900,999900,999900,99990,66,6,3,3,999,999,9,999999999,0,0,0,88,999,999,99]
[2005,1,3,6,0,"?9?9?9?9E0?9?9?9*9*9?9*9*9?9*9*9?9?9*9*_*9*9*9*9*9",-14.8,-23.8,42,87370,9999,9999,192,0,0,0,999900,999900,999900,99990,68,6,5,5,999,999,9,999999999,0,0,0,88,999,999,99]
[2005,1,3,7,0,"?9?9?9?9E0?9?9?9*9*9?9*9*9?9*9*9?9?9*9*_*9*9*9*9*9",-16.600000000000001,-25.5,42,87370,9999,9999,175,0,0,0,999900,999900,999900,99990,304,6,0,0,999,999,9,999999999,0,0,0,88,999,999,99]
[2005,1,3,8,0,"?9?9?9?9E0?9?9?9*9*9?9*9*9?9*9*9?9?9*9*_*9*9*9*9*9",-18,-27,42,87370,9999,9999,184,0,0,0,999900,999900,999900,99990,44,6,7,7,999,999,9,999999999,0,0,0,88,999,999,99]
[2005,1,3,9,0,"?9?9?9?9E0?9?9?9*9*9?9*9*9?9?9?9?9?9*9*_*9*9*9*9*9",-18.600000000000001,-27.8,40,87370,9999,9999,178,0,0,0,999900,999900,999900,99990,45,3,5,5,999,999,9,999999999,0,0,0,88,999,999,99]
[2005,1,3,10,0,"?9?9?9?9E0?9?9?9*9*9?9*9*9?9*9*9?9?9*9*_*9*9*9*9*9",-18.8,-28.1,40,87370,9999,9999,188,117,328,27,999900,999900,999900,99990,92,3,9,9,999,999,9,999999999,0,0,0,88,999,999,99]
[2005,1,3,11,0,"?9?9?9?9E0?9?9?9*9*9?9*9*9?9*9*9?9?9*9*_*9*9*9*9*9",-18.3,-28.4,37,87370,9999,9999,189,326,723,48,999900,999900,999900,99990,76,3,9,9,999,999,9,999999999,0,0,0,88,999,999,99]
[2005,1,3,12,0,"?9?9?9?9E0?9?9?9*9*9?9*9*9?9*9*9?9?9*9*_*9*9*9*9*9",-17.2,-27.8,35,87370,9999,9999,182,488,749,71,999900,999900,999900,99990,305,3,5,5,999,999,9,999999999,0,0,0,88,999,999,99]
[2005,1,3,13,0,"?9?9?9?9E0?9?9?9*9*9?9*9*9?9*9*9?9?9*9*_*9*9*9*9*9",-15.7,-27,33,87370,9999,9999,188,593,755,87,999900,999900,999900,99990,25,3,6,6,999,999,9,999999999,0,0,0,88,999,999,99]
[2005,1,3,14,0,"?9?9?9?9E0?9?9?9*9*9?9*9*9?9*9*9?9?9*9*_*9*9*9*9*9",-14.2,-26.2,32,87370,9999,9999,192,505,746,115,999900,999900,999900,99990,270,3,5,5,999,999,9,999999999,0,0,0,88,999,999,99]
[2005,1,3,15,0,"?9?9?9?9E0?9?9?9*9*9?9*9*9?9?9?9?9?9*9*_*9*9*9*9*9",-13.2,-25.7,30,87370,9999,9999,192,268,0,268,999900,999900,999900,99990,337,4,3,3,999,999,9,999999999,0,0,0,88,999,999,99]
[2005,1,3,16,0,"?9?9?9?9E0?9?9?9*9*9?9*9*9?9*9*9?9?9*9*_*9*9*9*9*9",-12.9,-25.9,29,87370,9999,9999,185,205,0,205,999900,999900,999900,99990,76,4,0,0,999,999,9,999999999,0,0,0,88,999,999,99]
[2005,1,3,17,0,"?9?9?9?9E0?9?9?9*9*9?9*9*9?9*9*9?9?9*9*_*9*9*9*9*9",-13.2,-26.4,28,87370,9999,9999,193,122,0,122,999900,999900,999900,99990,143,4,4,4,999,999,9,999999999,0,0,0,88,999,999,99]
[2005,1,3,18,0,"?9?9?9?9E0?9?9?9*9*9?9*9*9?9*9*9?9?9*9*_*9*9*9*9*9",-13.9,-27.2,28,87370,9999,9999,184,36,0,36,999900,999900,999900,99990,169,4,1,1,999,999,9,999999999,0,0,0,88,999,999,99]
[2005,1,3,19,0,"?9?9?9?9E0?9?9?9*9*9?9*9*9?9*9*9?9?9*9*_*9*9*9*9*9",-14.8,-28.1,28,87370,9999,9999,192,0,0,0,999900,999900,999900,99990,37,4,7,7,999,999,9,999999999,0,0,0,88,999,999,99]
[2005,1,3,20,0,"?9?9?9?9E0?9?9?9*9*9?9*9*9?9*9*9?9?9*9*_*9*9*9*9*9",-15.7,-29,27,87370,9999,9999,180,0,0,0,999900,999900,999900,99990,296,4,2,2,999,999,9,999999999,0,0,0,88,999,999,99]
[2005,1,3,21,0,"?9?9?9?9E0?9?9?9*9*9?9*9*9?9?9?9?9?9*9*_*9*9*9*9*9",-16.399999999999999,-29.7,27,87370,9999,9999,193,0,0,0,999900,999900,999900,99990,247,1,9,9,999,999,9,999999999,0,0,0,88,999,999,99]
[2005,1,3,22,0,"?9?9?9?9E0?9?9?9*9*9?9*9*9?9*9*9?9?9*9*_*9*9*9*9*9",-16.7,-30,27,87370,9999,9999,180,0,0,0,999900,999900,999900,99990,227,1,4,4,999,999,9,999999999,0,0,0,88,999,999,99]
[2005,1,3,23,0,"?9?9?9?9E0?9?9?9*9*9?9*9*9?9*9*9?9?9*9*_*9*9*9*9*9",-16.8,-30,27,87370,9999,9999,171,0,0,0,999900,999900,999900,99990,138,1,0,0,999,999,9,999999999,0,0,0,88,999,999,99]
[2005,1,3,24,0,"?9?9?9?9E0?9?9?9*9*9?9*9*9?9*9*9?9?9*9*_*9*9*9*9*9",-16.8,-30,27,87370,9999,9999,180,0,0,0,999900,999900,999900,99990,61,1,4,4,999,999,9,999999999,0,0,0,88,999,999,99]
[2005,1,4,1,0,"?9?9?9?9E0?9?9?9*9*9?9*9*9?9*9*9?9?9*9*_*9*9*9*9*9",-16.8,-30.1,27,86960,9999,9999,177,0,0,0,999900,999900,999900,99990,267,1,2,2,999,999,9,999999999,0,0,0,88,999,999,99]
[2005,1,4,2,0,"?9?9?9?9E0?9?9?9*9*9?9*9*9?9*9*9?9?9*9*_*9*9*9*9*9",-16.899999999999999,-29.7,28,86960,9999,9999,185,0,0,0,999900,999900,999900,99990,68,1,7,7,999,999,9,999999999,0,0,0,88,999,999,99]
[2005,1,4,3,0,"?9?9?9?9E0?9?9?9*9*9?9*9*9?9?9?9?9?9*9*_*9*9*9*9*9",-17.399999999999999,-30.1,29,86960,9999,9999,175,0,0,0,999900,999900,999900,99990,315,4,2,2,999,999,9,999999999,0,0,0,88,999,999,99]
[2005,1,4,4,0,"?9?9?9?9E0?9?9?9*9*9?9*9*9?9*9*9?9?9*9*_*9*9*9*9*9",-18.3,-30.1,31,86960,9999,9999,170,0,0,0,999900,999900,999900,99990,65,4,1,1,999,999,9,999999999,0,0,0,88,999,999,99]
[2005,1,4,5,0,"?9?9?9?9E0?9?9?9*9*9?9*9*9?9*9*9?9?9*9*_*9*9*9*9*9",-19.399999999999999,-30.8,32,86960,9999,9999,177,0,0,0,999900,999900,999900,99990,56,4,7,7,999,999,9,999999999,0,0,0,88,999,999,99]
[2005,1,4,6,0,"?9?9?9?9E0?9?9?9*9*9?9*9*9?9*9*9?9?9*9*_*9*9*9*9*9",-20.5,-31.2,34,86960,9999,9999,166,0,0,0,999900,999900,999900,99990,357,4,2,2,999,999,9,999999999,0,0,0,88,999,999,99]
[2005,1,4,7,0,"?9?9?9?9E0?9?9?9*9*9?9*9*9?9*9*9?9?9*9*_*9*9*9*9*9",-21.3,-31.6,35,86960,9999,9999,163,0,0,0,999900,999900,999900,99990,224,4,2,2,999,999,9,999999999,0,0,0,88,999,999,99]
[2005,1,4,8,0,"?9?9?9?9E0?9?9?9*9*9?9*9*9?9*9*9?9?9*9*_*9*9*9*9*9",-21.6,-31.6,36,86960,9999,9999,157,0,0,0,999900,999900,999900,99990,185,4,0,0,999,999,9,999999999,0,0,0,88,999,999,99]
[2005,1,4,9,0,"?9?9?9?9E0?9?9?9*9*9?9*9*9?9?9?9?9?9*9*_*9*9*9*9*9",-20.7,-30.8,36,86960,9999,9999,170,0,0,0,999900,999900,999900,99990,225,2,5,5,999,999,9,999999999,0,0,0,88,999,999,99]
[2005,1,4,10,0,"?9?9?9?9E0?9?9?9*9*9?9*9*9?9*9*9?9?9*9*_*9*9*9*9*9",-19.100000000000001,-29.7,35,86960,9999,9999,177,69,192,16,999900,999900,999900,99990,248,2,6,6,999,999,9,999999999,0,0,0,88,999,999,99]
[2005,1,4,11,0,"?9?9?9?9E0?9?9?9*9*9?9*9*9?9*9*9?9?9*9*_*9*9*9*9*9",-17.100000000000001,-28.4,33,86960,9999,9999,174,155,311,35,999900,999900,999900,99990,199,2,1,1,999,999,9,999999999,0,0,0,88,999,999,99]
[2005,1,4,12,0,"?9?9?9?9E0?9?9?9*9*9?9*9*9?9*9*9?9?9*9*_*9*9*9*9*9",-15,-27.5,30,86960,9999,9999,190,442,750,65,999900,999900,999900,99990,47,2,6,6,999,999,9,999999999,0,0,0,88,999,999,99]
[2005,1,4,13,0,"?9?9?9?9E0?9?9?9*9*9?9*9*9?9*9*9?9?9*9*_*9*9*9*9*9",-12.8,-26.5,27,86960,9999,9999,191,282,464,64,999900,999900,999900,99990,96,2,2,2,999,999,9,999999999,0,0,0,88,999,999,99]
[2005,1,4,14,0,"?9?9?9?9E0?9?9?9*9*9?9*9*9?9*9*9?9?9*9*_*9*9*9*9*9",-10.5,-25.8,24,86960,9999,9999,196,561,746,82,999900,999900,999900,99990,57,2,1,1,999,999,9,999999999,0,0,0,88,999,999,99]
[2005,1,4,15,0,"?9?9?9?9E0?9?9?9*9*9?9*9*9?9?9?9?9?9*9*_*9*9*9*9*9",-8.3000000000000007,-25.1,21,86960,9999,9999,223,507,718,74,999900,999900,999900,99990,270,4,9,9,999,999,9,999999999,0,0,0,88,999,999,99]
[2005,1,4,16,0,"?9?9?9?9E0?9?9?9*9*9?9*9*9?9*9*9?9?9*9*_*9*9*9*9*9",-6.9,-24.8,19,86960,9999,9999,212,388,646,57,999900,999900,999900,99990,3,4,3,3,999,999,9,999999999,0,0,0,88,999,999,99]
[2005,1,4,17,0,"?9?9?9?9E0?9?9?9*9*9?9*9*9?9*9*9?9?9*9*_*9*9*9*9*9",-7.2,-26,17,86960,9999,9999,208,231,405,34,999900,999900,999900,99990,263,4,2,2,999,999,9,999999999,0,0,0,88,999,999,99]
[2005,1,4,18,0,"?9?9?9?9E0?9?9?9*9*9?9*9*9?9*9*9?9?9*9*_*9*9*9*9*9",-8.1,-27.3,16,86960,9999,9999,201,36,0,8,999900,999900,999900,99990,221,4,1,1,999,999,9,999999999,0,0,0,88,999,999,99]
[2005,1,4,19,0,"?9?9?9?9E0?9?9?9*9*9?9*9*9?9*9*9?9?9*9*_*9*9*9*9*9",-9.3000000000000007,-28.4,16,86960,9999,9999,200,0,0,0,999900,999900,999900,99990,358,4,2,2,999,999,9,999999999,0,0,0,88,999,999,99]
[2005,1,4,20,0,"?9?9?9?9E0?9?9?9*9*9?9*9*9?9*9*9?9?9*9*_*9*9*9*9*9",-10.5,-29.1,17,86960,9999,9999,212,0,0,0,999900,999900,999900,99990,92,4,9,9,999,999,9,999999999,0,0,0,88,999,999,99]
[2005,1,4,21,0,"?9?9?9?9E0?9?9?9*9*9?9*9*9?9?9?9?9?9*9*_*9*9*9*9*9",-11.6,-29.4,18,86960,9999,9999,186,0,0,0,999900,999900,999900,99990,247,2,0,0,999,999,9,999999999,0,0,0,88,999,999,99]
[2005,1,4,22,0,"?9?9?9?9E0?9?9?9*9*9?9*9*9?9*9*9?9?9*9*_*9*9*9*9*9",-12.3,-29.1,20,86960,9999,9999,206,0,0,0,999900,999900,999900,99990,168,2,9,9,999,999,9,999999999,0,0,0,88,999,999,99]
[2005,1,4,23,0,"?9?9?9?9E0?9?9?9*9*9?9*9*9?9*9*9?9?9*9*_*9*9*9*9*9",-12.7,-28.4,22,86960,9999,9999,187,0,0,0,999900,999900,999900,99990,76,2,1,1,999,999,9,999999999,0,0,0,88,999,999,99]
[2005,1,4,24,0,"?9?9?9?9E0?9?9?9*9*9?9*9*9?9*9*9?9?9*9*_*9*9*9*9*9",-12.9,-27.3,25,86960,9999,9999,202,0,0,0,999900,999900,999900,99990,14,2,8,8,999,999,9,999999999,0,0,0,88,999,999,99]
[2005,1,5,1,0,"?9?9?9?9E0?9?9?9*9*9?9*9*9?9*9*9?9?9*9*_*9*9*9*9*9",-13,-26.3,28,86500,9999,9999,194,0,0,0,999900,999900,999900,99990,169,2,4,4,999,999,9,999999999,0,0,0,88,999,999,99]
[2005,1,5,2,0,"?9?9?9?9E0?9?9?9*9*9?9*9*9?9*9*9?9?9*9*_*9*9*9*9*9",-13.1,-25.3,31,86500,9999,9999,191,0,0,0,999900,999900,999900,99990,104,2,2,2,999,999,9,999999999,0,0,0,88,999,999,99]
[2005,1,5,3,0,"?9?9?9?9E0?9?9?9*9*9?9*9*9?9?9?9?9?9*9*_*9*9*9*9*9",-13.2,-24.5,34,86500,9999,9999,200,0,0,0,999900,999900,999900,99990,292,2,7,7,999,999,9,999999999,0,0,0,88,999,999,99]
[2005,1,5,4,0,"?9?9?9?9E0?9?9?9*9*9?9*9*9?9*9*9?9?9*9*_*9*9*9*9*9",-13.5,-24.1,37,86500,9999,9999,197,0,0,0,999900,999900,999900,99990,110,2,6,6,999,999,9,999999999,0,0,0,88,999,999,99]
[2005,1,5,5,0,"?9?9?9?9E0?9?9?9*9*9?9*9*9?9*9*9?9?9*9*_*9*9*9*9*9",-13.8,-23.9,39,86500,9999,9999,190,0,0,0,999900,999900,999900,99990,164,2,2,2,999,999,9,999999999,0,0,0,88,999,999,99]
[2005,1,5,6,0,"?9?9?9?9E0?9?9?9*9*9?9*9*9?9*9*9?9?9*9*_*9*9*9*9*9",-14.2,-23.9,40,86500,9999,9999,201,0,0,0,999900,999900,999900,99990,311,2,8,8,999,999,9,999999999,0,0,0,88,999,999,99]
[2005,1,5,7,0,"?9?9?9?9E0?9?9?9*9*9?9*9*9?9*9*9?9?9*9*_*9*9*9*9*9",-14.5,-23.9,41,86500,9999,9999,193,0,0,0,999900,999900,999900,99990,110,2,5,5,999,999,9,999999999,0,0,0,88,999,999,99]
[2005,1,5,8,0,"?9?9?9?9E0?9?9?9*9*9?9*9*9?9*9*9?9?9*9*_*9*9*9*9*9",-14.6,-24.1,40,86500,9999,9999,189,0,0,0,999900,999900,999900,99990,185,2,3,3,999,999,9,999999999,0,0,0,88,999,999,99]
[2005,1,5,9,0,"?9?9?9?9E0?9?9?9*9*9?9*9*9?9?9?9?9?9*9*_*9*9*9*9*9",-13.1,-23.1,39,86500,9999,9999,195,0,0,0,999900,999900,999900,99990,247,2,3,3,999,999,9,999999999,0,0,0,88,999,999,99]
[2005,1,5,10,0,"?9?9?9?9E0?9?9?9*9*9?9*9*9?9*9*9?9?9*9*_*9*9*9*9*9",-10.9,-21.7,36,86500,9999,9999,198,119,338,26,999900,999900,999900,99990,248,2,1,1,999,999,9,999999999,0,0,0,88,999,999,99]
[2005,1,5,11,0,"?9?9?9?9E0?9?9?9*9*9?9*9*9?9*9*9?9?9*9*_*9*9*9*9*9",-8.6999999999999993,-20.8,33,86500,9999,9999,208,157,0,157,999900,999900,999900,99990,286,2,2,2,999,999,9,999999999,0,0,0,88,999,999,99]
[2005,1,5,12,0,"?9?9?9?9E0?9?9?9*9*9?9*9*9?9*9*9?9?9*9*_*9*9*9*9*9",-6.8,-20.399999999999999,29,86500,9999,9999,228,400,693,86,999900,999900,999900,99990,141,2,8,8,999,999,9,999999999,0,0,0,88,999,999,99]
[2005,1,5,13,0,"?9?9?9?9E0?9?9?9*9*9?9*9*9?9*9*9?9?9*9*_*9*9*9*9*9",-5.0999999999999996,-20.399999999999999,25,86500,9999,9999,228,285,0,285,999900,999900,999900,99990,340,2,6,6,999,999,9,999999999,0,0,0,88,999,999,99]
[2005,1,5,14,0,"?9?9?9?9E0?9?9?9*9*9?9*9*9?9*9*9?9?9*9*_*9*9*9*9*9",-3.8,-20.8,22,86500,9999,9999,217,507,747,109,999900,999900,999900,99990,133,2,0,0,999,999,9,999999999,0,0,0,88,999,999,99]
[2005,1,5,15,0,"?9?9?9?9E0?9?9?9*9*9?9*9*9?9?9?9?9?9*9*_*9*9*9*9*9",-3,-21.4,19,86500,9999,9999,223,536,719,73,999900,999900,999900,99990,315,8,1,1,999,999,9,999999999,0,0,0,88,999,999,99]
[2005,1,5,16,0,"?9?9?9?9E0?9?9?9*9*9?9*9*9?9*9*9?9?9*9*_*9*9*9*9*9",-2.7,-21.9,18,86500,9999,9999,224,411,648,56,999900,999900,999900,99990,257,8,1,1,999,999,9,999999999,0,0,0,88,999,999,99]
[2005,1,5,17,0,"?9?9?9?9E0?9?9?9*9*9?9*9*9?9*9*9?9?9*9*_*9*9*9*9*9",-3.1,-22.4,17,86500,9999,9999,244,245,412,33,999900,999900,999900,99990,4,8,9,9,999,999,9,999999999,0,0,0,88,999,999,99]
[2005,1,5,18,0,"?9?9?9?9E0?9?9?9*9*9?9*9*9?9*9*9?9?9*9*_*9*9*9*9*9",-4.2,-22.9,18,86500,9999,9999,228,73,0,10,999900,999900,999900,99990,287,8,6,6,999,999,9,999999999,0,0,0,88,999,999,99]
[2005,1,5,19,0,"?9?9?9?9E0?9?9?9*9*9?9*9*9?9*9*9?9?9*9*_*9*9*9*9*9",-5.6,-23.5,19,86500,9999,9999,213,0,0,0,999900,999900,999900,99990,275,8,1,1,999,999,9,999999999,0,0,0,88,999,999,99]
[2005,1,5,20,0,"?9?9?9?9E0?9?9?9*9*9?9*9*9?9*9*9?9?9*9*_*9*9*9*9*9",-7.3,-23.9,21,86500,9999,9999,220,0,0,0,999900,999900,999900,99990,296,8,7,7,999,999,9,999999999,0,0,0,88,999,999,99]
[2005,1,5,21,0,"?9?9?9?9E0?9?9?9*9*9?9*9*9?9?9?9?9?9*9*_*9*9*9*9*9",-8.9,-24.3,24,86500,9999,9999,208,0,0,0,999900,999900,999900,99990,337,3,4,4,999,999,9,999999999,0,0,0,88,999,999,99]
[2005,1,5,22,0,"?9?9?9?9E0?9?9?9*9*9?9*9*9?9*9*9?9?9*9*_*9*9*9*9*9",-10.3,-24.3,27,86500,9999,9999,200,0,0,0,999900,999900,999900,99990,134,3,2,2,999,999,9,999999999,0,0,0,88,999,999,99]
[2005,1,5,23,0,"?9?9?9?9E0?9?9?9*9*9?9*9*9?9*9*9?9?9*9*_*9*9*9*9*9",-11.5,-24.3,30,86500,9999,9999,214,0,0,0,999900,999900,999900,99990,222,3,9,9,999,999,9,999999999,0,0,0,88,999,999,99]
[2005,1,5,24,0,"?9?9?9?9E0?9?9?9*9*9?9*9*9?9*9*9?9?9*9*_*9*9*9*9*9",-12.4,-24.3,33,86500,9999,9999,194,0,0,0,999900,999900,999900,99990,237,3,2,2,999,999,9,999999999,0,0,0,88,999,999,99]
[2005,1,6,1,0,"?9?9?9?9E0?9?9?9*9*9?9*9*9?9*9*9?9?9*9*_*9*9*9*9*9",-13.3,-24.1,36,86570,9999,9999,204,0,0,0,999900,999900,999900,99990,235,3,8,8,999,999,9,999999999,0,0,0,88,999,999,99]
[2005,1,6,2,0,"?9?9?9?9E0?9?9?9*9*9?9*9*9?9*9*9?9?9*9*_*9*9*9*9*9",-14,-23.9,39,86570,9999,9999,196,0,0,0,999900,999900,999900,99990,341,3,6,6,999,999,9,999999999,0,0,0,88,999,999,99]
[2005,1,6,3,0,"?9?9?9?9E0?9?9?9*9*9?9*9*9?9?9?9?9?9*9*_*9*9*9*9*9",-14.7,-23.9,42,86570,9999,9999,199,0,0,0,999900,999900,999900,99990,0,0,8,8,999,999,9,999999999,0,0,0,88,999,999,99]
[2005,1,6,4,0,"?9?9?9?9E0?9?9?9*9*9?9*9*9?9*9*9?9?9*9*_*9*9*9*9*9",-15.4,-23.9,44,86570,9999,9999,192,0,0,0,999900,999900,999900,99990,47,0,6,6,999,999,9,999999999,0,0,0,88,999,999,99]
[2005,1,6,5,0,"?9?9?9?9E0?9?9?9*9*9?9*9*9?9*9*9?9?9*9*_*9*9*9*9*9",-16,-23.9,47,86570,9999,9999,187,0,0,0,999900,999900,999900,99990,209,0,4,4,999,999,9,999999999,0,0,0,88,999,999,99]
[2005,1,6,6,0,"?9?9?9?9E0?9?9?9*9*9?9*9*9?9*9*9?9?9*9*_*9*9*9*9*9",-16.5,-23.9,49,86570,9999,9999,191,0,0,0,999900,999900,999900,99990,304,0,7,7,999,999,9,999999999,0,0,0,88,999,999,99]
[2005,1,6,7,0,"?9?9?9?9E0?9?9?9*9*9?9*9*9?9*9*9?9?9*9*_*9*9*9*9*9",-16.8,-24.1,50,86570,9999,9999,185,0,0,0,999900,999900,999900,99990,83,0,4,4,999,999,9,999999999,0,0,0,88,999,999,99]
[2005,1,6,8,0,"?9?9?9?9E0?9?9?9*9*9?9*9*9?9*9*9?9?9*9*_*9*9*9*9*9",-16.899999999999999,-24.1,50,86570,9999,9999,187,0,0,0,999900,999900,999900,99990,213,0,6,6,999,999,9,999999999,0,0,0,88,999,999,99]
[2005,1,6,9,0,"?9?9?9?9E0?9?9?9*9*9?9*9*9?9?9?9?9?9*9*_*9*9*9*9*9",-16.2,-23.7,49,86570,9999,9999,190,0,0,0,999900,999900,999900,99990,0,0,6,6,999,999,9,999999999,0,0,0,88,999,999,99]
[2005,1,6,10,0,"?9?9?9?9E0?9?9?9*9*9?9*9*9?9*9*9?9?9*9*_*9*9*9*9*9",-14.6,-22.5,47,86570,9999,9999,186,123,163,78,999900,999900,999900,99990,319,0,1,1,999,999,9,999999999,0,0,0,88,999,999,99]
[2005,1,6,11,0,"?9?9?9?9E0?9?9?9*9*9?9*9*9?9*9*9?9?9*9*_*9*9*9*9*9",-12.3,-21.1,44,86570,9999,9999,190,89,0,89,999900,999900,999900,99990,18,0,0,0,999,999,9,999999999,0,0,0,88,999,999,99]
[2005,1,6,12,0,"?9?9?9?9E0?9?9?9*9*9?9*9*9?9*9*9?9?9*9*_*9*9*9*9*9",-9.8000000000000007,-19.8,40,86570,9999,9999,215,409,331,259,999900,999900,999900,99990,79,0,7,7,999,999,9,999999999,0,0,0,88,999,999,99]
[2005,1,6,13,0,"?9?9?9?9E0?9?9?9*9*9?9*9*9?9*9*9?9?9*9*_*9*9*9*9*9",-7.3,-18.5,36,86570,9999,9999,215,162,0,162,999900,999900,999900,99990,108,0,2,2,999,999,9,999999999,0,0,0,88,999,999,99]
[2005,1,6,14,0,"?9?9?9?9E0?9?9?9*9*9?9*9*9?9*9*9?9?9*9*_*9*9*9*9*9",-5.0999999999999996,-17.8,32,86570,9999,9999,215,169,0,169,999900,999900,999900,99990,340,0,0,0,999,999,9,999999999,0,0,0,88,999,999,99]
[2005,1,6,15,0,"?9?9?9?9E0?9?9?9*9*9?9*9*9?9?9?9?9?9*9*_*9*9*9*9*9",-3.4,-17.600000000000001,28,86570,9999,9999,239,153,0,153,999900,999900,999900,99990,157,3,7,7,999,999,9,999999999,0,0,0,88,999,999,99]
[2005,1,6,16,0,"?9?9?9?9E0?9?9?9*9*9?9*9*9?9*9*9?9?9*9*_*9*9*9*9*9",-2.7,-18.5,24,86570,9999,9999,222,117,0,117,999900,999900,999900,99990,150,3,0,0,999,999,9,999999999,0,0,0,88,999,999,99]
[2005,1,6,17,0,"?9?9?9?9E0?9?9?9*9*9?9*9*9?9*9*9?9?9*9*_*9*9*9*9*9",-2.8,-19.899999999999999,22,86570,9999,9999,232,215,419,136,999900,999900,999900,99990,324,3,4,4,999,999,9,999999999,0,0,0,88,999,999,99]
[2005,1,6,18,0,"?9?9?9?9E0?9?9?9*9*9?9*9*9?9*9*9?9?9*9*_*9*9*9*9*9",-3.2,-21.2,20,86570,9999,9999,222,21,0,21,999900,999900,999900,99990,65,3,1,1,999,999,9,999999999,0,0,0,88,999,999,99]
[2005,1,6,19,0,"?9?9?9?9E0?9?9?9*9*9?9*9*9?9*9*9?9?9*9*_*9*9*9*9*9",-3.8,-22,19,86570,9999,9999,231,0,0,0,999900,999900,999900,99990,59,3,6,6,999,999,9,999999999,0,0,0,88,999,999,99]
[2005,1,6,20,0,"?9?9?9?9E0?9?9?9*9*9?9*9*9?9*9*9?9?9*9*_*9*9*9*9*9",-4.3,-22.4,19,86570,9999,9999,221,0,0,0,999900,999900,999900,99990,234,3,2,2,999,999,9,999999999,0,0,0,88,999,999,99]
[2005,1,6,21,0,"?9?9?9?9E0?9?9?9*9*9?9*9*9?9?9?9?9?9*9*_*9*9*9*9*9",-4.8,-21.9,21,86570,9999,9999,213,0,0,0,999900,999900,999900,99990,225,2,0,0,999,999,9,999999999,0,0,0,88,999,999,99]
[2005,1,6,22,0,"?9?9?9?9E0?9?9?9*9*9?9*9*9?9*9*9?9?9*9*_*9*9*9*9*9",-5.2,-20.8,24,86570,9999,9999,230,0,0,0,999900,999900,999900,99990,32,2,7,7,999,999,9,999999999,0,0,0,88,999,999,99]
[2005,1,6,23,0,"?9?9?9?9E0?9?9?9*9*9?9*9*9?9*9*9?9?9*9*_*9*9*9*9*9",-5.4,-19.100000000000001,29,86570,9999,9999,220,0,0,0,999900,999900,999900,99990,315,2,2,2,999,999,9,999999999,0,0,0,88,999,999,99]
[2005,1,6,24,0,"?9?9?9?9E0?9?9?9*9*9?9*9*9?9*9*9?9?9*9*_*9*9*9*9*9",-5.7,-17.399999999999999,35,86570,9999,9999,225,0,0,0,999900,999900,999900,99990,40,2,4,4,999,999,9,999999999,0,0,0,88,999,999,99]
[2005,1,7,1,0,"?9?9?9?9E0?9?9?9*9*9?9*9*9?9*9*9?9?9*9*_*9*9*9*9*9",-6.1,-15.8,42,86240,9999,9999,228,0,0,0,999900,999900,999900,99990,127,2,6,6,999,999,9,999999999,0,0,0,88,999,999,99]
[2005,1,7,2,0,"?9?9?9?9E0?9?9?9*9*9?9*9*9?9*9*9?9?9*9*_*9*9*9*9*9",-6.8,-14.5,50,86240,9999,9999,239,0,0,0,999900,999900,999900,99990,111,2,9,9,999,999,9,999999999,0,0,0,88,999,999,99]
[2005,1,7,3,0,"?9?9?9?9E0?9?9?9*9*9?9*9*9?9?9?9?9?9*9*_*9*9*9*9*9",-7.7,-13.6,59,86240,9999,9999,218,0,0,0,999900,999900,999900,99990,202,2,2,2,999,999,9,999999999,0,0,0,88,999,999,99]
[2005,1,7,4,0,"?9?9?9?9E0?9?9?9*9*9?9*9*9?9*9*9?9?9*9*_*9*9*9*9*9",-9,-13.3,68,86240,9999,9999,216,0,0,0,999900,999900,999900,99990,156,2,3,3,999,999,9,999999999,0,0,0,88,999,999,99]
[2005,1,7,5,0,"?9?9?9?9E0?9?9?9*9*9?9*9*9?9*9*9?9?9*9*_*9*9*9*9*9",-10.4,-13.3,77,86240,9999,9999,227,0,0,0,999900,999900,999900,99990,185,2,9,9,999,999,9,999999999,0,0,0,88,999,999,99]
[2005,1,7,6,0,"?9?9?9?9E0?9?9?9*9*9?9*9*9?9*9*9?9?9*9*_*9*9*9*9*9",-11.7,-13.6,85,86240,9999,9999,208,0,0,0,999900,999900,999900,99990,36,2,4,4,999,999,9,999999999,0,0,0,88,999,999,99]
[2005,1,7,7,0,"?9?9?9?9E0?9?9?9*9*9?9*9*9?9*9*9?9?9*9*_*9*9*9*9*9",-12.7,-13.9,90,86240,9999,9999,214,0,0,0,999900,999900,999900,99990,151,2,8,8,999,999,9,999999999,0,0,0,88,999,999,99]
[2005,1,7,8,0,"?9?9?9?9E0?9?9?9*9*9?9*9*9?9*9*9?9?9*9*_*9*9*9*9*9",-13.1,-14.1,91,86240,9999,9999,204,0,0,0,999900,999900,999900,99990,21,2,4,4,999,999,9,999999999,0,0,0,88,999,999,99]
[2005,1,7,9,0,"?9?9?9?9E0?9?9?9*9*9?9*9*9?9?9?9?9?9*9*_*9*9*9*9*9",-12.3,-13.6,89,86240,9999,9999,200,0,0,0,999900,999900,999900,99990,225,2,1,1,999,999,9,999999999,0,0,0,88,999,999,99]
[2005,1,7,10,0,"?9?9?9?9E0?9?9?9*9*9?9*9*9?9*9*9?9?9*9*_*9*9*9*9*9",-11,-13.2,82,86240,9999,9999,201,108,280,30,999900,999900,999900,99990,308,2,0,0,999,999,9,999999999,0,0,0,88,999,999,99]
[2005,1,7,11,0,"?9?9?9?9E0?9?9?9*9*9?9*9*9?9*9*9?9?9*9*_*9*9*9*9*9",-9.4,-13.3,71,86240,9999,9999,218,142,0,142,999900,999900,999900,99990,68,2,5,5,999,999,9,999999999,0,0,0,88,999,999,99]
[2005,1,7,12,0,"?9?9?9?9E0?9?9?9*9*9?9*9*9?9*9*9?9?9*9*_*9*9*9*9*9",-7.8,-13.9,58,86240,9999,9999,224,359,567,100,999900,999900,999900,99990,147,2,6,6,999,999,9,999999999,0,0,0,88,999,999,99]
[2005,1,7,13,0,"?9?9?9?9E0?9?9?9*9*9?9*9*9?9*9*9?9?9*9*_*9*9*9*9*9",-6.1,-15,45,86240,9999,9999,227,460,756,86,999900,999900,999900,99990,276,2,5,5,999,999,9,999999999,0,0,0,88,999,999,99]
[2005,1,7,14,0,"?9?9?9?9E0?9?9?9*9*9?9*9*9?9*9*9?9?9*9*_*9*9*9*9*9",-4.3,-16.600000000000001,33,86240,9999,9999,241,455,734,127,999900,999900,999900,99990,157,2,8,8,999,999,9,999999999,0,0,0,88,999,999,99]
[2005,1,7,15,0,"?9?9?9?9E0?9?9?9*9*9?9*9*9?9?9?9?9?9*9*_*9*9*9*9*9",-2.5,-18,25,86240,9999,9999,246,435,721,81,999900,999900,999900,99990,315,5,8,8,999,999,9,999999999,0,0,0,88,999,999,99]
[2005,1,7,16,0,"?9?9?9?9E0?9?9?9*9*9?9*9*9?9*9*9?9?9*9*_*9*9*9*9*9",-1.3,-18.899999999999999,21,86240,9999,9999,227,316,652,88,999900,999900,999900,99990,60,5,0,0,999,999,9,999999999,0,0,0,88,999,999,99]
[2005,1,7,17,0,"?9?9?9?9E0?9?9?9*9*9?9*9*9?9*9*9?9?9*9*_*9*9*9*9*9",-1.7,-19.399999999999999,21,86240,9999,9999,238,200,427,37,999900,999900,999900,99990,131,5,5,5,999,999,9,999999999,0,0,0,88,999,999,99]
[2005,1,7,18,0,"?9?9?9?9E0?9?9?9*9*9?9*9*9?9*9*9?9?9*9*_*9*9*9*9*9",-2.7,-19,23,86240,9999,9999,226,58,0,16,999900,999900,999900,99990,248,5,1,1,999,999,9,999999999,0,0,0,88,999,999,99]
[2005,1,7,19,0,"?9?9?9?9E0?9?9?9*9*9?9*9*9?9*9*9?9?9*9*_*9*9*9*9*9",-4.0999999999999996,-18.5,28,86240,9999,9999,233,0,0,0,999900,999900,999900,99990,312,5,6,6,999,999,9,999999999,0,0,0,88,999,999,99]
[2005,1,7,20,0,"?9?9?9?9E0?9?9?9*9*9?9*9*9?9*9*9?9?9*9*_*9*9*9*9*9",-5.7,-18.3,32,86240,9999,9999,224,0,0,0,999900,999900,999900,99990,306,5,4,4,999,999,9,999999999,0,0,0,88,999,999,99]
[2005,1,7,21,0,"?9?9?9?9E0?9?9?9*9*9?9*9*9?9?9?9?9?9*9*_*9*9*9*9*9",-7.3,-18.3,37,86240,9999,9999,233,0,0,0,999900,999900,999900,99990,270,3,9,9,999,999,9,999999999,0,0,0,88,999,999,99]
[2005,1,7,22,0,"?9?9?9?9E0?9?9?9*9*9?9*9*9?9*9*9?9?9*9*_*9*9*9*9*9",-8.6,-18.5,41,86240,9999,9999,207,0,0,0,999900,999900,999900,99990,100,3,1,1,999,999,9,999999999,0,0,0,88,999,999,99]
[2005,1,7,23,0,"?9?9?9?9E0?9?9?9*9*9?9*9*9?9*9*9?9?9*9*_*9*9*9*9*9",-9.8000000000000007,-18.899999999999999,43,86240,9999,9999,210,0,0,0,999900,999900,999900,99990,16,3,4,4,999,999,9,999999999,0,0,0,88,999,999,99]
[2005,1,7,24,0,"?9?9?9?9E0?9?9?9*9*9?9*9*9?9*9*9?9?9*9*_*9*9*9*9*9",-10.8,-19.3,46,86240,9999,9999,205,0,0,0,999900,999900,999900,99990,181,3,3,3,999,999,9,999999999,0,0,0,88,999,999,99]
[2005,1,8,1,0,"?9?9?9?9E0?9?9?9*9*9?9*9*9?9*9*9?9?9*9*_*9*9*9*9*9",-11.6,-19.600000000000001,48,85800,9999,9999,194,0,0,0,999900,999900,999900,99990,261,3,0,0,999,999,9,999999999,0,0,0,88,999,999,99]
[2005,1,8,2,0,"?9?9?9?9E0?9?9?9*9*9?9*9*9?9*9*9?9?9*9*_*9*9*9*9*9",-12.4,-19.7,51,85800,9999,9999,215,0,0,0,999900,999900,999900,99990,43,3,9,9,999,999,9,999999999,0,0,0,88,999,999,99]
[2005,1,8,3,0,"?9?9?9?9E0?9?9?9*9*9?9*9*9?9?9?9?9?9*9*_*9*9*9*9*9",-13.2,-19.8,54,85800,9999,9999,212,0,0,0,999900,999900,999900,99990,0,0,9,9,999,999,9,999999999,0,0,0,88,999,999,99]
[2005,1,8,4,0,"?9?9?9?9E0?9?9?9*9*9?9*9*9?9*9*9?9?9*9*_*9*9*9*9*9",-14,-19.7,58,85800,9999,9999,193,0,0,0,999900,999900,999900,99990,151,0,2,2,999,999,9,999999999,0,0,0,88,999,999,99]
[2005,1,8,5,0,"?9?9?9?9E0?9?9?9*9*9?9*9*9?9*9*9?9?9*9*_*9*9*9*9*9",-14.7,-19.399999999999999,64,85800,9999,9999,193,0,0,0,999900,999900,999900,99990,69,0,3,3,999,999,9,999999999,0,0,0,88,999,999,99]
[2005,1,8,6,0,"?9?9?9?9E0?9?9?9*9*9?9*9*9?9*9*9?9?9*9*_*9*9*9*9*9",-15.3,-19.3,69,85800,9999,9999,191,0,0,0,999900,999900,999900,99990,26,0,3,3,999,999,9,999999999,0,0,0,88,999,999,99]
[2005,1,8,7,0,"?9?9?9?9E0?9?9?9*9*9?9*9*9?9*9*9?9?9*9*_*9*9*9*9*9",-15.7,-19.2,72,85800,9999,9999,186,0,0,0,999900,999900,999900,99990,95,0,1,1,999,999,9,999999999,0,0,0,88,999,999,99]
[2005,1,8,8,0,"?9?9?9?9E0?9?9?9*9*9?9*9*9?9*9*9?9?9*9*_*9*9*9*9*9",-15.9,-19.2,73,85800,9999,9999,196,0,0,0,999900,999900,999900,99990,350,0,7,7,999,999,9,999999999,0,0,0,88,999,999,99]
[2005,1,8,9,0,"?9?9?9?9E0?9?9?9*9*9?9*9*9?9?9?9?9?9*9*_*9*9*9*9*9",-15.7,-19.2,72,85800,9999,9999,192,0,0,0,999900,999900,999900,99990,0,0,4,4,999,999,9,999999999,0,0,0,88,999,999,99]
[2005,1,8,10,0,"?9?9?9?9E0?9?9?9*9*9?9*9*9?9*9*9?9?9*9*_*9*9*9*9*9",-14.4,-18.7,67,85800,9999,9999,190,71,198,16,999900,999900,999900,99990,256,0,1,1,999,999,9,999999999,0,0,0,88,999,999,99]
[2005,1,8,11,0,"?9?9?9?9E0?9?9?9*9*9?9*9*9?9*9*9?9?9*9*_*9*9*9*9*9",-11.9,-17.600000000000001,59,85800,9999,9999,218,286,628,40,999900,999900,999900,99990,276,0,9,9,999,999,9,999999999,0,0,0,88,999,999,99]
[2005,1,8,12,0,"?9?9?9?9E0?9?9?9*9*9?9*9*9?9*9*9?9?9*9*_*9*9*9*9*9",-8.6999999999999993,-16.3,50,85800,9999,9999,230,424,751,60,999900,999900,999900,99990,82,0,9,9,999,999,9,999999999,0,0,0,88,999,999,99]
[2005,1,8,13,0,"?9?9?9?9E0?9?9?9*9*9?9*9*9?9*9*9?9?9*9*_*9*9*9*9*9",-5.2,-15.3,41,85800,9999,9999,221,284,463,63,999900,999900,999900,99990,309,0,1,1,999,999,9,999999999,0,0,0,88,999,999,99]
[2005,1,8,14,0,"?9?9?9?9E0?9?9?9*9*9?9*9*9?9*9*9?9?9*9*_*9*9*9*9*9",-1.6,-14.6,32,85800,9999,9999,248,538,749,76,999900,999900,999900,99990,332,0,7,7,999,999,9,999999999,0,0,0,88,999,999,99]
[2005,1,8,15,0,"?9?9?9?9E0?9?9?9*9*9?9*9*9?9?9?9?9?9*9*_*9*9*9*9*9",1.6,-14.5,25,85800,9999,9999,257,487,722,69,999900,999900,999900,99990,225,2,6,6,999,999,9,999999999,0,0,0,88,999,999,99]
[2005,1,8,16,0,"?9?9?9?9E0?9?9?9*9*9?9*9*9?9*9*9?9?9*9*_*9*9*9*9*9",3.4,-14.9,21,85800,9999,9999,247,374,654,53,999900,999900,999900,99990,37,2,0,0,999,999,9,999999999,0,0,0,88,999,999,99]
[2005,1,8,17,0,"?9?9?9?9E0?9?9?9*9*9?9*9*9?9*9*9?9?9*9*_*9*9*9*9*9",2.8,-16.100000000000001,20,85800,9999,9999,260,224,434,32,999900,999900,999900,99990,10,2,6,6,999,999,9,999999999,0,0,0,88,999,999,99]
[2005,1,8,18,0,"?9?9?9?9E0?9?9?9*9*9?9*9*9?9*9*9?9?9*9*_*9*9*9*9*9",1.2,-16.899999999999999,21,85800,9999,9999,245,70,0,10,999900,999900,999900,99990,357,2,2,2,999,999,9,999999999,0,0,0,88,999,999,99]
[2005,1,8,19,0,"?9?9?9?9E0?9?9?9*9*9?9*9*9?9*9*9?9?9*9*_*9*9*9*9*9",-0.9,-17.5,23,85800,9999,9999,237,0,0,0,999900,999900,999900,99990,190,2,2,2,999,999,9,999999999,0,0,0,88,999,999,99]
[2005,1,8,20,0,"?9?9?9?9E0?9?9?9*9*9?9*9*9?9*9*9?9?9*9*_*9*9*9*9*9",-3.2,-18,27,85800,9999,9999,226,0,0,0,999900,999900,999900,99990,307,2,1,1,999,999,9,999999999,0,0,0,88,999,999,99]
[2005,1,8,21,0,"?9?9?9?9E0?9?9?9*9*9?9*9*9?9?9?9?9?9*9*_*9*9*9*9*9",-5.2,-18.2,31,85800,9999,9999,232,0,0,0,999900,999900,999900,99990,0,0,7,7,999,999,9,999999999,0,0,0,88,999,999,99]
[2005,1,8,22,0,"?9?9?9?9E0?9?9?9*9*9?9*9*9?9*9*9?9?9*9*_*9*9*9*9*9",-6.7,-18.100000000000001,36,85800,9999,9999,221,0,0,0,999900,999900,999900,99990,136,0,4,4,999,999,9,999999999,0,0,0,88,999,999,99]
[2005,1,8,23,0,"?9?9?9?9E0?9?9?9*9*9?9*9*9?9*9*9?9?9*9*_*9*9*9*9*9",-7.7,-17.7,40,85800,9999,9999,214,0,0,0,999900,999900,999900,99990,212,0,2,2,999,999,9,999999999,0,0,0,88,999,999,99]
[2005,1,8,24,0,"?9?9?9?9E0?9?9?9*9*9?9*9*9?9*9*9?9?9*9*_*9*9*9*9*9",-8.1999999999999993,-17.2,44,85800,9999,9999,215,0,0,0,999900,999900,999900,99990,213,0,3,3,999,999,9,999999999,0,0,0,88,999,999,99]
[2005,1,9,1,0,"?9?9?9?9E0?9?9?9*9*9?9*9*9?9*9*9?9?9*9*_*9*9*9*9*9",-8.6,-16.600000000000001,48,86130,9999,9999,205,0,0,0,999900,999900,999900,99990,53,0,0,0,999,999,9,999999999,0,0,0,88,999,999,99]
[2005,1,9,2,0,"?9?9?9?9E0?9?9?9*9*9?9*9*9?9*9*9?9?9*9*_*9*9*9*9*9",-8.9,-16.100000000000001,52,86130,9999,9999,219,0,0,0,999900,999900,999900,99990,137,0,6,6,999,999,9,999999999,0,0,0,88,999,999,99]
[2005,1,9,3,0,"?9?9?9?9E0?9?9?9*9*9?9*9*9?9?9?9?9?9*9*_*9*9*9*9*9",-9.1999999999999993,-15.8,55,86130,9999,9999,211,0,0,0,999900,999900,999900,99990,0,0,2,2,999,999,9,999999999,0,0,0,88,999,999,99]
[2005,1,9,4,0,"?9?9?9?9E0?9?9?9*9*9?9*9*9?9*9*9?9?9*9*_*9*9*9*9*9",-9.6,-15.8,57,86130,9999,9999,203,0,0,0,999900,999900,999900,99990,15,0,0,0,999,999,9,999999999,0,0,0,88,999,999,99]
[2005,1,9,5,0,"?9?9?9?9E0?9?9?9*9*9?9*9*9?9*9*9?9?9*9*_*9*9*9*9*9",-10.199999999999999,-16.100000000000001,58,86130,9999,9999,207,0,0,0,999900,999900,999900,99990,236,0,2,2,999,999,9,999999999,0,0,0,88,999,999,99]
[2005,1,9,6,0,"?9?9?9?9E0?9?9?9*9*9?9*9*9?9*9*9?9?9*9*_*9*9*9*9*9",-10.7,-16.5,59,86130,9999,9999,213,0,0,0,999900,999900,999900,99990,23,0,6,6,999,999,9,999999999,0,0,0,88,999,999,99]
[2005,1,9,7,0,"?9?9?9?9E0?9?9?9*9*9?9*9*9?9*9*9?9?9*9*_*9*9*9*9*9",-11.1,-17,58,86130,9999,9999,213,0,0,0,999900,999900,999900,99990,236,0,7,7,999,999,9,999999999,0,0,0,88,999,999,99]
[2005,1,9,8,0,"?9?9?9?9E0?9?9?9*9*9?9*9*9?9*9*9?9?9*9*_*9*9*9*9*9",-11.2,-17.5,56,86130,9999,9999,203,0,0,0,999900,999900,999900,99990,187,0,2,2,999,999,9,999999999,0,0,0,88,999,999,99]
[2005,1,9,9,0,"?9?9?9?9E0?9?9?9*9*9?9*9*9?9?9?9?9?9*9*_*9*9*9*9*9",-11,-17.899999999999999,53,86130,9999,9999,207,0,0,0,999900,999900,999900,99990,22,2,4,4,999,999,9,999999999,0,0,0,88,999,999,99]
[2005,1,9,10,0,"?9?9?9?9E0?9?9?9*9*9?9*9*9?9*9*9?9?9*9*_*9*9*9*9*9",-10.1,-17.899999999999999,49,86130,9999,9999,211,104,240,36,999900,999900,999900,99990,164,2,5,5,999,999,9,999999999,0,0,0,88,999,999,99]
[2005,1,9,11,0,"?9?9?9?9E0?9?9?9*9*9?9*9*9?9*9*9?9?9*9*_*9*9*9*9*9",-8.6999999999999993,-17.7,44,86130,9999,9999,224,268,521,64,999900,999900,999900,99990,166,2,8,8,999,999,9,999999999,0,0,0,88,999,999,99]
[2005,1,9,12,0,"?9?9?9?9E0?9?9?9*9*9?9*9*9?9*9*9?9?9*9*_*9*9*9*9*9",-6.8,-17.3,39,86130,9999,9999,215,339,480,119,999900,999900,999900,99990,161,2,1,1,999,999,9,999999999,0,0,0,88,999,999,99]
[2005,1,9,13,0,"?9?9?9?9E0?9?9?9*9*9?9*9*9?9*9*9?9?9*9*_*9*9*9*9*9",-4.5999999999999996,-16.600000000000001,34,86130,9999,9999,218,242,0,242,999900,999900,999900,99990,149,2,0,0,999,999,9,999999999,0,0,0,88,999,999,99]
[2005,1,9,14,0,"?9?9?9?9E0?9?9?9*9*9?9*9*9?9*9*9?9?9*9*_*9*9*9*9*9",-2.2000000000000002,-15.9,30,86130,9999,9999,242,429,618,150,999900,999900,999900,99990,151,2,6,6,999,999,9,999999999,0,0,0,88,999,999,99]
[2005,1,9,15,0,"?9?9?9?9E0?9?9?9*9*9?9*9*9?9?9?9?9?9*9*_*9*9*9*9*9",0,-14.9,27,86130,9999,9999,235,389,672,136,999900,999900,999900,99990,67,3,0,0,999,999,9,999999999,0,0,0,88,999,999,99]
[2005,1,9,16,0,"?9?9?9?9E0?9?9?9*9*9?9*9*9?9*9*9?9?9*9*_*9*9*9*9*9",1.4,-14.3,26,86130,9999,9999,248,350,656,83,999900,999900,999900,99990,11,3,2,2,999,999,9,999999999,0,0,0,88,999,999,99]
[2005,1,9,17,0,"?9?9?9?9E0?9?9?9*9*9?9*9*9?9*9*9?9?9*9*_*9*9*9*9*9",1,-14.6,26,86130,9999,9999,268,180,440,63,999900,999900,999900,99990,240,3,9,9,999,999,9,999999999,0,0,0,88,999,999,99]
[2005,1,9,18,0,"?9?9?9?9E0?9?9?9*9*9?9*9*9?9*9*9?9?9*9*_*9*9*9*9*9",0.1,-15,27,86130,9999,9999,243,66,0,16,999900,999900,999900,99990,257,3,2,2,999,999,9,999999999,0,0,0,88,999,999,99]
[2005,1,9,19,0,"?9?9?9?9E0?9?9?9*9*9?9*9*9?9*9*9?9?9*9*_*9*9*9*9*9",-1.3,-15.6,28,86130,9999,9999,230,0,0,0,999900,999900,999900,99990,248,3,0,0,999,999,9,999999999,0,0,0,88,999,999,99]
[2005,1,9,20,0,"?9?9?9?9E0?9?9?9*9*9?9*9*9?9*9*9?9?9*9*_*9*9*9*9*9",-2.7,-16.2,30,86130,9999,9999,247,0,0,0,999900,999900,999900,99990,185,3,8,8,999,999,9,999999999,0,0,0,88,999,999,99]
[2005,1,9,21,0,"?9?9?9?9E0?9?9?9*9*9?9*9*9?9?9?9?9?9*9*_*9*9*9*9*9",-3.9,-16.7,32,86130,9999,9999,242,0,0,0,999900,999900,999900,99990,22,2,8,8,999,999,9,999999999,0,0,0,88,999,999,99]
[2005,1,9,22,0,"?9?9?9?9E0?9?9?9*9*9?9*9*9?9*9*9?9?9*9*_*9*9*9*9*9",-4.8,-17,33,86130,9999,9999,235,0,0,0,999900,999900,999900,99990,192,2,7,7,999,999,9,999999999,0,0,0,88,999,999,99]
[2005,1,9,23,0,"?9?9?9?9E0?9?9?9*9*9?9*9*9?9*9*9?9?9*9*_*9*9*9*9*9",-5.4,-17.3,34,86130,9999,9999,215,0,0,0,999900,999900,999900,99990,164,2,0,0,999,999,9,999999999,0,0,0,88,999,999,99]
[2005,1,9,24,0,"?9?9?9?9E0?9?9?9*9*9?9*9*9?9*9*9?9?9*9*_*9*9*9*9*9",-5.7,-17.399999999999999,35,86130,9999,9999,226,0,0,0,999900,999900,999900,99990,37,2,5,5,999,999,9,999999999,0,0,0,88,999,999,99]
[2005,1,10,1,0,"?9?9?9?9E0?9?9?9*9*9?9*9*9?9*9*9?9?9*9*_*9*9*9*9*9",-5.9,-17.3,36,86620,9999,9999,230,0,0,0,999900,999900,999900,99990,187,2,7,7,999,999,9,999999999,0,0,0,88,999,999,99]
[2005,1,10,2,0,"?9?9?9?9E0?9?9?9*9*9?9*9*9?9*9*9?9?9*9*_*9*9*9*9*9",-6.1,-17.2,37,86620,9999,9999,224,0,0,0,999900,999900,999900,99990,272,2,4,4,999,999,9,999999999,0,0,0,88,999,999,99]
[2005,1,10,3,0,"?9?9?9?9E0?9?9?9*9*9?9*9*9?9?9?9?9?9*9*_*9*9*9*9*9",-6.3,-17.100000000000001,38,86620,9999,9999,238,0,0,0,999900,999900,999900,99990,337,1,9,9,999,999,9,999999999,0,0,0,88,999,999,99]
[2005,1,10,4,0,"?9?9?9?9E0?9?9?9*9*9?9*9*9?9*9*9?9?9*9*_*9*9*9*9*9",-6.6,-17,39,86620,9999,9999,215,0,0,0,999900,999900,999900,99990,127,1,1,1,999,999,9,999999999,0,0,0,88,999,999,99]
[2005,1,10,5,0,"?9?9?9?9E0?9?9?9*9*9?9*9*9?9*9*9?9?9*9*_*9*9*9*9*9",-7,-16.899999999999999,41,86620,9999,9999,217,0,0,0,999900,999900,999900,99990,106,1,2,2,999,999,9,999999999,0,0,0,88,999,999,99]
[2005,1,10,6,0,"?9?9?9?9E0?9?9?9*9*9?9*9*9?9*9*9?9?9*9*_*9*9*9*9*9",-7.4,-16.8,43,86620,9999,9999,216,0,0,0,999900,999900,999900,99990,73,1,2,2,999,999,9,999999999,0,0,0,88,999,999,99]
[2005,1,10,7,0,"?9?9?9?9E0?9?9?9*9*9?9*9*9?9*9*9?9?9*9*_*9*9*9*9*9",-7.7,-16.899999999999999,44,86620,9999,9999,225,0,0,0,999900,999900,999900,99990,28,1,7,7,999,999,9,999999999,0,0,0,88,999,999,99]
[2005,1,10,8,0,"?9?9?9?9E0?9?9?9*9*9?9*9*9?9*9*9?9?9*9*_*9*9*9*9*9",-7.8,-16.899999999999999,44,86620,9999,9999,212,0,0,0,999900,999900,999900,99990,294,1,1,1,999,999,9,999999999,0,0,0,88,999,999,99]
[2005,1,10,9,0,"?9?9?9?9E0?9?9?9*9*9?9*9*9?9?9?9?9?9*9*_*9*9*9*9*9",-7,-16.3,43,86620,9999,9999,215,0,0,0,999900,999900,999900,99990,315,1,1,1,999,999,9,999999999,0,0,0,88,999,999,99]
[2005,1,10,10,0,"?9?9?9?9E0?9?9?9*9*9?9*9*9?9*9*9?9?9*9*_*9*9*9*9*9",-5.8,-15.9,41,86620,9999,9999,241,115,276,38,999900,999900,999900,99990,104,1,9,9,999,999,9,999999999,0,0,0,88,999,999,99]
[2005,1,10,11,0,"?9?9?9?9E0?9?9?9*9*9?9*9*9?9*9*9?9?9*9*_*9*9*9*9*9",-4.7,-15.7,37,86620,9999,9999,245,149,0,149,999900,999900,999900,99990,118,1,9,9,999,999,9,999999999,0,0,0,88,999,999,99]
[2005,1,10,12,0,"?9?9?9?9E0?9?9?9*9*9?9*9*9?9*9*9?9?9*9*_*9*9*9*9*9",-3.6,-15.8,34,86620,9999,9999,249,220,0,220,999900,999900,999900,99990,111,1,9,9,999,999,9,999999999,0,0,0,88,999,999,99]
[2005,1,10,13,0,"?9?9?9?9E0?9?9?9*9*9?9*9*9?9*9*9?9?9*9*_*9*9*9*9*9",-2.5,-16,30,86620,9999,9999,239,454,635,148,999900,999900,999900,99990,18,1,5,5,999,999,9,999999999,0,0,0,88,999,999,99]
[2005,1,10,14,0,"?9?9?9?9E0?9?9?9*9*9?9*9*9?9*9*9?9?9*9*_*9*9*9*9*9",-1.5,-16,28,86620,9999,9999,238,278,0,278,999900,999900,999900,99990,203,1,3,3,999,999,9,999999999,0,0,0,88,999,999,99]
[2005,1,10,15,0,"?9?9?9?9E0?9?9?9*9*9?9*9*9?9?9?9?9?9*9*_*9*9*9*9*9",-0.6,-15.5,27,86620,9999,9999,251,252,0,252,999900,999900,999900,99990,337,5,7,7,999,999,9,999999999,0,0,0,88,999,999,99]
[2005,1,10,16,0,"?9?9?9?9E0?9?9?9*9*9?9*9*9?9*9*9?9?9*9*_*9*9*9*9*9",0,-14.5,28,86620,9999,9999,249,330,658,108,999900,999900,999900,99990,229,5,5,5,999,999,9,999999999,0,0,0,88,999,999,99]
[2005,1,10,17,0,"?9?9?9?9E0?9?9?9*9*9?9*9*9?9*9*9?9?9*9*_*9*9*9*9*9",-0.3,-14.1,30,86620,9999,9999,242,344,446,77,999900,999900,999900,99990,263,5,2,2,999,999,9,999999999,0,0,0,88,999,999,99]
[2005,1,10,18,0,"?9?9?9?9E0?9?9?9*9*9?9*9*9?9*9*9?9?9*9*_*9*9*9*9*9",-1.2,-13.8,33,86620,9999,9999,239,63,0,21,999900,999900,999900,99990,60,5,2,2,999,999,9,999999999,0,0,0,88,999,999,99]
[2005,1,10,19,0,"?9?9?9?9E0?9?9?9*9*9?9*9*9?9*9*9?9?9*9*_*9*9*9*9*9",-2.2999999999999998,-13.6,37,86620,9999,9999,228,0,0,0,999900,999900,999900,99990,51,5,0,0,999,999,9,999999999,0,0,0,88,999,999,99]
[2005,1,10,20,0,"?9?9?9?9E0?9?9?9*9*9?9*9*9?9*9*9?9?9*9*_*9*9*9*9*9",-3.5,-13.7,41,86620,9999,9999,236,0,0,0,999900,999900,999900,99990,101,5,4,4,999,999,9,999999999,0,0,0,88,999,999,99]
[2005,1,10,21,0,"?9?9?9?9E0?9?9?9*9*9?9*9*9?9?9?9?9?9*9*_*9*9*9*9*9",-4.3,-13.9,43,86620,9999,9999,231,0,0,0,999900,999900,999900,99990,315,3,3,3,999,999,9,999999999,0,0,0,88,999,999,99]
[2005,1,10,22,0,"?9?9?9?9E0?9?9?9*9*9?9*9*9?9*9*9?9?9*9*_*9*9*9*9*9",-4.7,-13.9,44,86620,9999,9999,224,0,0,0,999900,999900,999900,99990,130,3,1,1,999,999,9,999999999,0,0,0,88,999,999,99]
[2005,1,10,23,0,"?9?9?9?9E0?9?9?9*9*9?9*9*9?9*9*9?9?9*9*_*9*9*9*9*9",-4.7,-13.9,45,86620,9999,9999,238,0,0,0,999900,999900,999900,99990,147,3,7,7,999,999,9,999999999,0,0,0,88,999,999,99]
[2005,1,10,24,0,"?9?9?9?9E0?9?9?9*9*9?9*9*9?9*9*9?9?9*9*_*9*9*9*9*9",-4.5,-13.7,44,86620,9999,9999,221,0,0,0,999900,999900,999900,99990,22,3,0,0,999,999,9,999999999,0,0,0,88,999,999,99]
[2005,1,11,1,0,"?9?9?9?9E0?9?9?9*9*9?9*9*9?9*9*9?9?9*9*_*9*9*9*9*9",-4.2,-13.6,44,86320,9999,9999,222,0,0,0,999900,999900,999900,99990,51,3,0,0,999,999,9,999999999,0,0,0,88,999,999,99]
[2005,1,11,2,0,"?9?9?9?9E0?9?9?9*9*9?9*9*9?9*9*9?9?9*9*_*9*9*9*9*9",-4,-13.4,44,86320,9999,9999,232,0,0,0,999900,999900,999900,99990,222,3,3,3,999,999,9,999999999,0,0,0,88,999,999,99]
[2005,1,11,3,0,"?9?9?9?9E0?9?9?9*9*9?9*9*9?9?9?9?9?9*9*_*9*9*9*9*9",-4,-13.3,44,86320,9999,9999,250,0,0,0,999900,999900,999900,99990,292,2,9,9,999,999,9,999999999,0,0,0,88,999,999,99]
[2005,1,11,4,0,"?9?9?9?9E0?9?9?9*9*9?9*9*9?9*9*9?9?9*9*_*9*9*9*9*9",-4.3,-13.3,45,86320,9999,9999,222,0,0,0,999900,999900,999900,99990,202,2,0,0,999,999,9,999999999,0,0,0,88,999,999,99]
[2005,1,11,5,0,"?9?9?9?9E0?9?9?9*9*9?9*9*9?9*9*9?9?9*9*_*9*9*9*9*9",-4.9000000000000004,-13.4,47,86320,9999,9999,238,0,0,0,999900,999900,999900,99990,222,2,7,7,999,999,9,999999999,0,0,0,88,999,999,99]
[2005,1,11,6,0,"?9?9?9?9E0?9?9?9*9*9?9*9*9?9*9*9?9?9*9*_*9*9*9*9*9",-5.5,-13.5,49,86320,9999,9999,229,0,0,0,999900,999900,999900,99990,234,2,4,4,999,999,9,999999999,0,0,0,88,999,999,99]
[2005,1,11,7,0,"?9?9?9?9E0?9?9?9*9*9?9*9*9?9*9*9?9?9*9*_*9*9*9*9*9",-6,-13.6,51,86320,9999,9999,227,0,0,0,999900,999900,999900,99990,10,2,4,4,999,999,9,999999999,0,0,0,88,999,999,99]
[2005,1,11,8,0,"?9?9?9?9E0?9?9?9*9*9?9*9*9?9*9*9?9?9*9*_*9*9*9*9*9",-6.2,-13.5,52,86320,9999,9999,227,0,0,0,999900,999900,999900,99990,56,2,4,4,999,999,9,999999999,0,0,0,88,999,999,99]
[2005,1,11,9,0,"?9?9?9?9E0?9?9?9*9*9?9*9*9?9?9?9?9?9*9*_*9*9*9*9*9",-6,-13.4,52,86320,9999,9999,237,0,0,0,999900,999900,999900,99990,247,2,8,8,999,999,9,999999999,0,0,0,88,999,999,99]
[2005,1,11,10,0,"?9?9?9?9E0?9?9?9*9*9?9*9*9?9*9*9?9?9*9*_*9*9*9*9*9",-5.3,-13.1,50,86320,9999,9999,219,114,284,34,999900,999900,999900,99990,235,2,0,0,999,999,9,999999999,0,0,0,88,999,999,99]
[2005,1,11,11,0,"?9?9?9?9E0?9?9?9*9*9?9*9*9?9*9*9?9?9*9*_*9*9*9*9*9",-4.3,-12.9,47,86320,9999,9999,226,288,583,58,999900,999900,999900,99990,246,2,1,1,999,999,9,999999999,0,0,0,88,999,999,99]
[2005,1,11,12,0,"?9?9?9?9E0?9?9?9*9*9?9*9*9?9*9*9?9?9*9*_*9*9*9*9*9",-3,-12.5,44,86320,9999,9999,238,426,734,86,999900,999900,999900,99990,271,2,4,4,999,999,9,999999999,0,0,0,88,999,999,99]
[2005,1,11,13,0,"?9?9?9?9E0?9?9?9*9*9?9*9*9?9*9*9?9?9*9*_*9*9*9*9*9",-1.6,-12.2,40,86320,9999,9999,260,516,758,104,999900,999900,999900,99990,54,2,9,9,999,999,9,999999999,0,0,0,88,999,999,99]
[2005,1,11,14,0,"?9?9?9?9E0?9?9?9*9*9?9*9*9?9*9*9?9?9*9*_*9*9*9*9*9",-0.2,-11.9,37,86320,9999,9999,256,466,716,139,999900,999900,999900,99990,1,2,7,7,999,999,9,999999999,0,0,0,88,999,999,99]
[2005,1,11,15,0,"?9?9?9?9E0?9?9?9*9*9?9*9*9?9?9?9?9?9*9*_*9*9*9*9*9",1,-11.6,34,86320,9999,9999,256,248,0,248,999900,999900,999900,99990,180,4,5,5,999,999,9,999999999,0,0,0,88,999,999,99]
[2005,1,11,16,0,"?9?9?9?9E0?9?9?9*9*9?9*9*9?9*9*9?9?9*9*_*9*9*9*9*9",1.7,-11.4,33,86320,9999,9999,261,325,661,97,999900,999900,999900,99990,132,4,6,6,999,999,9,999999999,0,0,0,88,999,999,99]
[2005,1,11,17,0,"?9?9?9?9E0?9?9?9*9*9?9*9*9?9*9*9?9?9*9*_*9*9*9*9*9",1.3,-11.6,33,86320,9999,9999,242,115,0,115,999900,999900,999900,99990,40,4,0,0,999,999,9,999999999,0,0,0,88,999,999,99]
[2005,1,11,18,0,"?9?9?9?9E0?9?9?9*9*9?9*9*9?9*9*9?9?9*9*_*9*9*9*9*9",0.3,-12.1,34,86320,9999,9999,239,37,0,37,999900,999900,999900,99990,121,4,0,0,999,999,9,999999999,0,0,0,88,999,999,99]
[2005,1,11,19,0,"?9?9?9?9E0?9?9?9*9*9?9*9*9?9*9*9?9?9*9*_*9*9*9*9*9",-1,-12.9,36,86320,9999,9999,249,0,0,0,999900,999900,999900,99990,222,4,6,6,999,999,9,999999999,0,0,0,88,999,999,99]
[2005,1,11,20,0,"?9?9?9?9E0?9?9?9*9*9?9*9*9?9*9*9?9?9*9*_*9*9*9*9*9",-2.5,-13.7,38,86320,9999,9999,239,0,0,0,999900,999900,999900,99990,231,4,4,4,999,999,9,999999999,0,0,0,88,999,999,99]
[2005,1,11,21,0,"?9?9?9?9E0?9?9?9*9*9?9*9*9?9?9?9?9?9*9*_*9*9*9*9*9",-3.9,-14.3,40,86320,9999,9999,232,0,0,0,999900,999900,999900,99990,315,2,3,3,999,999,9,999999999,0,0,0,88,999,999,99]
[2005,1,11,22,0,"?9?9?9?9E0?9?9?9*9*9?9*9*9?9*9*9?9?9*9*_*9*9*9*9*9",-5,-14.7,42,86320,9999,9999,233,0,0,0,999900,999900,999900,99990,151,2,6,6,999,999,9,999999999,0,0,0,88,999,999,99]
[2005,1,11,23,0,"?9?9?9?9E0?9?9?9*9*9?9*9*9?9*9*9?9?9*9*_*9*9*9*9*9",-5.8,-14.8,45,86320,9999,9999,237,0,0,0,999900,999900,999900,99990,77,2,8,8,999,999,9,999999999,0,0,0,88,999,999,99]
[2005,1,11,24,0,"?9?9?9?9E0?9?9?9*9*9?9*9*9?9*9*9?9?9*9*_*9*9*9*9*9",-6.5,-14.9,47,86320,9999,9999,217,0,0,0,999900,999900,999900,99990,55,2,1,1,999,999,9,999999999,0,0,0,88,999,999,99]
[2005,1,12,1,0,"?9?9?9?9E0?9?9?9*9*9?9*9*9?9*9*9?9?9*9*_*9*9*9*9*9",-7.1,-14.9,50,86060,9999,9999,218,0,0,0,999900,999900,999900,99990,348,2,2,2,999,999,9,999999999,0,0,0,88,999,999,99]
[2005,1,12,2,0,"?9?9?9?9E0?9?9?9*9*9?9*9*9?9*9*9?9?9*9*_*9*9*9*9*9",-7.8,-14.9,53,86060,9999,9999,226,0,0,0,999900,999900,999900,99990,11,2,7,7,999,999,9,999999999,0,0,0,88,999,999,99]
[2005,1,12,3,0,"?9?9?9?9E0?9?9?9*9*9?9*9*9?9?9?9?9?9*9*_*9*9*9*9*9",-8.6999999999999993,-15,57,86060,9999,9999,220,0,0,0,999900,999900,999900,99990,0,0,6,6,999,999,9,999999999,0,0,0,88,999,999,99]
[2005,1,12,4,0,"?9?9?9?9E0?9?9?9*9*9?9*9*9?9*9*9?9?9*9*_*9*9*9*9*9",-9.8000000000000007,-15.2,61,86060,9999,9999,203,0,0,0,999900,999900,999900,99990,76,0,0,0,999,999,9,999999999,0,0,0,88,999,999,99]
[2005,1,12,5,0,"?9?9?9?9E0?9?9?9*9*9?9*9*9?9*9*9?9?9*9*_*9*9*9*9*9",-11.1,-15.6,66,86060,9999,9999,199,0,0,0,999900,999900,999900,99990,193,0,0,0,999,999,9,999999999,0,0,0,88,999,999,99]
[2005,1,12,6,0,"?9?9?9?9E0?9?9?9*9*9?9*9*9?9*9*9?9?9*9*_*9*9*9*9*9",-12.2,-16.100000000000001,70,86060,9999,9999,195,0,0,0,999900,999900,999900,99990,188,0,0,0,999,999,9,999999999,0,0,0,88,999,999,99]
[2005,1,12,7,0,"?9?9?9?9E0?9?9?9*9*9?9*9*9?9*9*9?9?9*9*_*9*9*9*9*9",-13,-16.399999999999999,73,86060,9999,9999,205,0,0,0,999900,999900,999900,99990,247,0,6,6,999,999,9,999999999,0,0,0,88,999,999,99]
[2005,1,12,8,0,"?9?9?9?9E0?9?9?9*9*9?9*9*9?9*9*9?9?9*9*_*9*9*9*9*9",-13.3,-16.5,74,86060,9999,9999,197,0,0,0,999900,999900,999900,99990,256,0,2,2,999,999,9,999999999,0,0,0,88,999,999,99]
[2005,1,12,9,0,"?9?9?9?9E0?9?9?9*9*9?9*9*9?9?9?9?9?9*9*_*9*9*9*9*9",-13.2,-16.600000000000001,73,86060,9999,9999,195,0,0,0,999900,999900,999900,99990,0,0,1,1,999,999,9,999999999,0,0,0,88,999,999,99]
[2005,1,12,10,0,"?9?9?9?9E0?9?9?9*9*9?9*9*9?9*9*9?9?9*9*_*9*9*9*9*9",-11.9,-16,69,86060,9999,9999,209,76,205,17,999900,999900,999900,99990,63,0,6,6,999,999,9,999999999,0,0,0,88,999,999,99]
[2005,1,12,11,0,"?9?9?9?9E0?9?9?9*9*9?9*9*9?9*9*9?9?9*9*_*9*9*9*9*9",-9.6,-14.6,64,86060,9999,9999,218,310,668,46,999900,999900,999900,99990,211,0,6,6,999,999,9,999999999,0,0,0,88,999,999,99]
[2005,1,12,12,0,"?9?9?9?9E0?9?9?9*9*9?9*9*9?9*9*9?9?9*9*_*9*9*9*9*9",-6.6,-13.1,56,86060,9999,9999,232,458,753,68,999900,999900,999900,99990,140,0,7,7,999,999,9,999999999,0,0,0,88,999,999,99]
[2005,1,12,13,0,"?9?9?9?9E0?9?9?9*9*9?9*9*9?9*9*9?9?9*9*_*9*9*9*9*9",-3.4,-11.5,49,86060,9999,9999,238,554,759,82,999900,999900,999900,99990,105,0,4,4,999,999,9,999999999,0,0,0,88,999,999,99]
[2005,1,12,14,0,"?9?9?9?9E0?9?9?9*9*9?9*9*9?9*9*9?9?9*9*_*9*9*9*9*9",-0.4,-10.5,42,86060,9999,9999,267,305,513,70,999900,999900,999900,99990,341,0,9,9,999,999,9,999999999,0,0,0,88,999,999,99]
[2005,1,12,15,0,"?9?9?9?9E0?9?9?9*9*9?9*9*9?9?9?9?9?9*9*_*9*9*9*9*9",1.9,-9.9,37,86060,9999,9999,254,524,726,77,999900,999900,999900,99990,270,2,2,2,999,999,9,999999999,0,0,0,88,999,999,99]
[2005,1,12,16,0,"?9?9?9?9E0?9?9?9*9*9?9*9*9?9*9*9?9?9*9*_*9*9*9*9*9",2.9,-10.1,34,86060,9999,9999,274,404,663,60,999900,999900,999900,99990,90,2,8,8,999,999,9,999999999,0,0,0,88,999,999,99]
[2005,1,12,17,0,"?9?9?9?9E0?9?9?9*9*9?9*9*9?9*9*9?9?9*9*_*9*9*9*9*9",2.4,-10.9,33,86060,9999,9999,267,129,459,30,999900,999900,999900,99990,137,2,7,7,999,999,9,999999999,0,0,0,88,999,999,99]
[2005,1,12,18,0,"?9?9?9?9E0?9?9?9*9*9?9*9*9?9*9*9?9?9*9*_*9*9*9*9*9",1,-11.8,34,86060,9999,9999,252,42,0,10,999900,999900,999900,99990,255,2,3,3,999,999,9,999999999,0,0,0,88,999,999,99]
[2005,1,12,19,0,"?9?9?9?9E0?9?9?9*9*9?9*9*9?9*9*9?9?9*9*_*9*9*9*9*9",-0.9,-13,35,86060,9999,9999,252,0,0,0,999900,999900,999900,99990,326,2,7,7,999,999,9,999999999,0,0,0,88,999,999,99]
[2005,1,12,20,0,"?9?9?9?9E0?9?9?9*9*9?9*9*9?9*9*9?9?9*9*_*9*9*9*9*9",-3,-14.1,38,86060,9999,9999,239,0,0,0,999900,999900,999900,99990,323,2,5,5,999,999,9,999999999,0,0,0,88,999,999,99]
[2005,1,12,21,0,"?9?9?9?9E0?9?9?9*9*9?9*9*9?9?9?9?9?9*9*_*9*9*9*9*9",-4.9000000000000004,-15,41,86060,9999,9999,223,0,0,0,999900,999900,999900,99990,0,0,1,1,999,999,9,999999999,0,0,0,88,999,999,99]
[2005,1,12,22,0,"?9?9?9?9E0?9?9?9*9*9?9*9*9?9*9*9?9?9*9*_*9*9*9*9*9",-6.4,-15.4,44,86060,9999,9999,228,0,0,0,999900,999900,999900,99990,273,0,6,6,999,999,9,999999999,0,0,0,88,999,999,99]
[2005,1,12,23,0,"?9?9?9?9E0?9?9?9*9*9?9*9*9?9*9*9?9?9*9*_*9*9*9*9*9",-7.4,-15.5,48,86060,9999,9999,217,0,0,0,999900,999900,999900,99990,117,0,2,2,999,999,9,999999999,0,0,0,88,999,999,99]
[2005,1,12,24,0,"?9?9?9?9E0?9?9?9*9*9?9*9*9?9*9*9?9?9*9*_*9*9*9*9*9",-8.1999999999999993,-15.4,52,86060,9999,9999,217,0,0,0,999900,999900,999900,99990,164,0,3,3,999,999,9,999999999,0,0,0,88,999,999,99]
[2005,1,13,1,0,"?9?9?9?9E0?9?9?9*9*9?9*9*9?9*9*9?9?9*9*_*9*9*9*9*9",-8.6999999999999993,-15.2,56,86070,9999,9999,226,0,0,0,999900,999900,999900,99990,319,0,8,8,999,999,9,999999999,0,0,0,88,999,999,99]
[2005,1,13,2,0,"?9?9?9?9E0?9?9?9*9*9?9*9*9?9*9*9?9?9*9*_*9*9*9*9*9",-9.1999999999999993,-15,59,86070,9999,9999,212,0,0,0,999900,999900,999900,99990,180,0,2,2,999,999,9,999999999,0,0,0,88,999,999,99]
[2005,1,13,3,0,"?9?9?9?9E0?9?9?9*9*9?9*9*9?9?9?9?9?9*9*_*9*9*9*9*9",-9.6,-14.7,63,86070,9999,9999,216,0,0,0,999900,999900,999900,99990,0,0,5,5,999,999,9,999999999,0,0,0,88,999,999,99]
[2005,1,13,4,0,"?9?9?9?9E0?9?9?9*9*9?9*9*9?9*9*9?9?9*9*_*9*9*9*9*9",-10.1,-14.6,67,86070,9999,9999,219,0,0,0,999900,999900,999900,99990,30,0,7,7,999,999,9,999999999,0,0,0,88,999,999,99]
[2005,1,13,5,0,"?9?9?9?9E0?9?9?9*9*9?9*9*9?9*9*9?9?9*9*_*9*9*9*9*9",-10.6,-14.7,69,86070,9999,9999,204,0,0,0,999900,999900,999900,99990,215,0,1,1,999,999,9,999999999,0,0,0,88,999,999,99]
[2005,1,13,6,0,"?9?9?9?9E0?9?9?9*9*9?9*9*9?9*9*9?9?9*9*_*9*9*9*9*9",-11.1,-14.8,72,86070,9999,9999,206,0,0,0,999900,999900,999900,99990,352,0,2,2,999,999,9,999999999,0,0,0,88,999,999,99]
[2005,1,13,7,0,"?9?9?9?9E0?9?9?9*9*9?9*9*9?9*9*9?9?9*9*_*9*9*9*9*9",-11.5,-15,73,86070,9999,9999,204,0,0,0,999900,999900,999900,99990,160,0,2,2,999,999,9,999999999,0,0,0,88,999,999,99]
[2005,1,13,8,0,"?9?9?9?9E0?9?9?9*9*9?9*9*9?9*9*9?9?9*9*_*9*9*9*9*9",-11.6,-15.1,72,86070,9999,9999,221,0,0,0,999900,999900,999900,99990,248,0,9,9,999,999,9,999999999,0,0,0,88,999,999,99]
[2005,1,13,9,0,"?9?9?9?9E0?9?9?9*9*9?9*9*9?9?9?9?9?9*9*_*9*9*9*9*9",-11.4,-15.1,71,86070,9999,9999,211,0,0,0,999900,999900,999900,99990,0,0,6,6,999,999,9,999999999,0,0,0,88,999,999,99]
[2005,1,13,10,0,"?9?9?9?9E0?9?9?9*9*9?9*9*9?9*9*9?9?9*9*_*9*9*9*9*9",-10.5,-14.8,68,86070,9999,9999,211,118,301,32,999900,999900,999900,99990,60,0,4,4,999,999,9,999999999,0,0,0,88,999,999,99]
[2005,1,13,11,0,"?9?9?9?9E0?9?9?9*9*9?9*9*9?9*9*9?9?9*9*_*9*9*9*9*9",-9,-14.1,63,86070,9999,9999,220,149,0,149,999900,999900,999900,99990,306,0,6,6,999,999,9,999999999,0,0,0,88,999,999,99]
[2005,1,13,12,0,"?9?9?9?9E0?9?9?9*9*9?9*9*9?9*9*9?9?9*9*_*9*9*9*9*9",-7.2,-13.4,58,86070,9999,9999,233,375,583,103,999900,999900,999900,99990,39,0,8,8,999,999,9,999999999,0,0,0,88,999,999,99]
[2005,1,13,13,0,"?9?9?9?9E0?9?9?9*9*9?9*9*9?9*9*9?9?9*9*_*9*9*9*9*9",-5.3,-12.6,53,86070,9999,9999,230,473,759,86,999900,999900,999900,99990,137,0,4,4,999,999,9,999999999,0,0,0,88,999,999,99]
[2005,1,13,14,0,"?9?9?9?9E0?9?9?9*9*9?9*9*9?9*9*9?9?9*9*_*9*9*9*9*9",-3.6,-12.1,48,86070,9999,9999,243,494,752,90,999900,999900,999900,99990,261,0,7,7,999,999,9,999999999,0,0,0,88,999,999,99]
[2005,1,13,15,0,"?9?9?9?9E0?9?9?9*9*9?9*9*9?9?9?9?9?9*9*_*9*9*9*9*9",-2.4,-11.8,44,86070,9999,9999,252,448,727,82,999900,999900,999900,99990,45,7,8,8,999,999,9,999999999,0,0,0,88,999,999,99]
[2005,1,13,16,0,"?9?9?9?9E0?9?9?9*9*9?9*9*9?9*9*9?9?9*9*_*9*9*9*9*9",-1.9,-12,42,86070,9999,9999,247,331,665,91,999900,999900,999900,99990,191,7,6,6,999,999,9,999999999,0,0,0,88,999,999,99]
[2005,1,13,17,0,"?9?9?9?9E0?9?9?9*9*9?9*9*9?9*9*9?9?9*9*_*9*9*9*9*9",-2.4,-12.6,41,86070,9999,9999,233,201,465,55,999900,999900,999900,99990,59,7,1,1,999,999,9,999999999,0,0,0,88,999,999,99]
[2005,1,13,18,0,"?9?9?9?9E0?9?9?9*9*9?9*9*9?9*9*9?9?9*9*_*9*9*9*9*9",-3.8,-13.7,42,86070,9999,9999,235,70,0,13,999900,999900,999900,99990,95,7,4,4,999,999,9,999999999,0,0,0,88,999,999,99]
[2005,1,13,19,0,"?9?9?9?9E0?9?9?9*9*9?9*9*9?9*9*9?9?9*9*_*9*9*9*9*9",-5.6,-14.8,44,86070,9999,9999,220,0,0,0,999900,999900,999900,99990,310,7,1,1,999,999,9,999999999,0,0,0,88,999,999,99]
[2005,1,13,20,0,"?9?9?9?9E0?9?9?9*9*9?9*9*9?9*9*9?9?9*9*_*9*9*9*9*9",-7.5,-15.8,47,86070,9999,9999,209,0,0,0,999900,999900,999900,99990,136,7,0,0,999,999,9,999999999,0,0,0,88,999,999,99]
[2005,1,13,21,0,"?9?9?9?9E0?9?9?9*9*9?9*9*9?9?9?9?9?9*9*_*9*9*9*9*9",-9.1999999999999993,-16.399999999999999,52,86070,9999,9999,210,0,0,0,999900,999900,999900,99990,45,6,2,2,999,999,9,999999999,0,0,0,88,999,999,99]
[2005,1,13,22,0,"?9?9?9?9E0?9?9?9*9*9?9*9*9?9*9*9?9?9*9*_*9*9*9*9*9",-10.4,-16.399999999999999,58,86070,9999,9999,220,0,0,0,999900,999900,999900,99990,135,6,8,8,999,999,9,999999999,0,0,0,88,999,999,99]
[2005,1,13,23,0,"?9?9?9?9E0?9?9?9*9*9?9*9*9?9*9*9?9?9*9*_*9*9*9*9*9",-11.1,-16,64,86070,9999,9999,208,0,0,0,999900,999900,999900,99990,343,6,4,4,999,999,9,999999999,0,0,0,88,999,999,99]
[2005,1,13,24,0,"?9?9?9?9E0?9?9?9*9*9?9*9*9?9*9*9?9?9*9*_*9*9*9*9*9",-11.6,-15.4,70,86070,9999,9999,209,0,0,0,999900,999900,999900,99990,196,6,5,5,999,999,9,999999999,0,0,0,88,999,999,99]
[2005,1,14,1,0,"?9?9?9?9E0?9?9?9*9*9?9*9*9?9*9*9?9?9*9*_*9*9*9*9*9",-11.9,-14.8,76,86350,9999,9999,197,0,0,0,999900,999900,999900,99990,164,6,0,0,999,999,9,999999999,0,0,0,88,999,999,99]
[2005,1,14,2,0,"?9?9?9?9E0?9?9?9*9*9?9*9*9?9*9*9?9?9*9*_*9*9*9*9*9",-12.3,-14.5,82,86350,9999,9999,209,0,0,0,999900,999900,999900,99990,160,6,6,6,999,999,9,999999999,0,0,0,88,999,999,99]
[2005,1,14,3,0,"?9?9?9?9E0?9?9?9*9*9?9*9*9?9?9?9?9?9*9*_*9*9*9*9*9",-12.8,-14.5,86,86350,9999,9999,206,0,0,0,999900,999900,999900,99990,45,3,5,5,999,999,9,999999999,0,0,0,88,999,999,99]
[2005,1,14,4,0,"?9?9?9?9E0?9?9?9*9*9?9*9*9?9*9*9?9?9*9*_*9*9*9*9*9",-13.6,-14.9,89,86350,9999,9999,210,0,0,0,999900,999900,999900,99990,301,3,8,8,999,999,9,999999999,0,0,0,88,999,999,99]
[2005,1,14,5,0,"?9?9?9?9E0?9?9?9*9*9?9*9*9?9*9*9?9?9*9*_*9*9*9*9*9",-14.6,-15.7,91,86350,9999,9999,206,0,0,0,999900,999900,999900,99990,82,3,8,8,999,999,9,999999999,0,0,0,88,999,999,99]
[2005,1,14,6,0,"?9?9?9?9E0?9?9?9*9*9?9*9*9?9*9*9?9?9*9*_*9*9*9*9*9",-15.5,-16.600000000000001,91,86350,9999,9999,194,0,0,0,999900,999900,999900,99990,145,3,4,4,999,999,9,999999999,0,0,0,88,999,999,99]
[2005,1,14,7,0,"?9?9?9?9E0?9?9?9*9*9?9*9*9?9*9*9?9?9*9*_*9*9*9*9*9",-16.2,-17.399999999999999,89,86350,9999,9999,191,0,0,0,999900,999900,999900,99990,278,3,4,4,999,999,9,999999999,0,0,0,88,999,999,99]
[2005,1,14,8,0,"?9?9?9?9E0?9?9?9*9*9?9*9*9?9*9*9?9?9*9*_*9*9*9*9*9",-16.5,-18,87,86350,9999,9999,187,0,0,0,999900,999900,999900,99990,295,3,2,2,999,999,9,999999999,0,0,0,88,999,999,99]
[2005,1,14,9,0,"?9?9?9?9E0?9?9?9*9*9?9*9*9?9?9?9?9?9*9*_*9*9*9*9*9",-16.399999999999999,-18.399999999999999,83,86350,9999,9999,189,0,0,0,999900,999900,999900,99990,45,2,3,3,999,999,9,999999999,0,0,0,88,999,999,99]
[2005,1,14,10,0,"?9?9?9?9E0?9?9?9*9*9?9*9*9?9*9*9?9?9*9*_*9*9*9*9*9",-16,-18.600000000000001,78,86350,9999,9999,185,133,362,29,999900,999900,999900,99990,271,2,1,1,999,999,9,999999999,0,0,0,88,999,999,99]
[2005,1,14,11,0,"?9?9?9?9E0?9?9?9*9*9?9*9*9?9*9*9?9?9*9*_*9*9*9*9*9",-15.3,-18.600000000000001,73,86350,9999,9999,192,167,0,167,999900,999900,999900,99990,217,2,3,3,999,999,9,999999999,0,0,0,88,999,999,99]
[2005,1,14,12,0,"?9?9?9?9E0?9?9?9*9*9?9*9*9?9*9*9?9?9*9*_*9*9*9*9*9",-14.3,-18.3,69,86350,9999,9999,200,245,0,245,999900,999900,999900,99990,267,2,6,6,999,999,9,999999999,0,0,0,88,999,999,99]
[2005,1,14,13,0,"?9?9?9?9E0?9?9?9*9*9?9*9*9?9*9*9?9?9*9*_*9*9*9*9*9",-12.8,-17.600000000000001,64,86350,9999,9999,200,505,760,109,999900,999900,999900,99990,292,2,3,3,999,999,9,999999999,0,0,0,88,999,999,99]
[2005,1,14,14,0,"?9?9?9?9E0?9?9?9*9*9?9*9*9?9*9*9?9?9*9*_*9*9*9*9*9",-10.9,-16.3,61,86350,9999,9999,209,599,753,83,999900,999900,999900,99990,179,2,4,4,999,999,9,999999999,0,0,0,88,999,999,99]
[2005,1,14,15,0,"?9?9?9?9E0?9?9?9*9*9?9*9*9?9?9?9?9?9*9*_*9*9*9*9*9",-8.6,-14.3,60,86350,9999,9999,228,544,728,75,999900,999900,999900,99990,337,2,8,8,999,999,9,999999999,0,0,0,88,999,999,99]
[2005,1,14,16,0,"?9?9?9?9E0?9?9?9*9*9?9*9*9?9*9*9?9?9*9*_*9*9*9*9*9",-6.8,-12.4,61,86350,9999,9999,232,369,667,80,999900,999900,999900,99990,344,2,7,7,999,999,9,999999999,0,0,0,88,999,999,99]
[2005,1,14,17,0,"?9?9?9?9E0?9?9?9*9*9?9*9*9?9*9*9?9?9*9*_*9*9*9*9*9",-7.2,-12.4,63,86350,9999,9999,217,256,472,35,999900,999900,999900,99990,296,2,1,1,999,999,9,999999999,0,0,0,88,999,999,99]
[2005,1,14,18,0,"?9?9?9?9E0?9?9?9*9*9?9*9*9?9*9*9?9?9*9*_*9*9*9*9*9",-8.1,-12.7,66,86350,9999,9999,222,75,0,16,999900,999900,999900,99990,304,2,5,5,999,999,9,999999999,0,0,0,88,999,999,99]
[2005,1,14,19,0,"?9?9?9?9E0?9?9?9*9*9?9*9*9?9*9*9?9?9*9*_*9*9*9*9*9",-9.5,-13.4,70,86350,9999,9999,214,0,0,0,999900,999900,999900,99990,183,2,3,3,999,999,9,999999999,0,0,0,88,999,999,99]
[2005,1,14,20,0,"?9?9?9?9E0?9?9?9*9*9?9*9*9?9*9*9?9?9*9*_*9*9*9*9*9",-11,-14.2,74,86350,9999,9999,204,0,0,0,999900,999900,999900,99990,145,2,1,1,999,999,9,999999999,0,0,0,88,999,999,99]
[2005,1,14,21,0,"?9?9?9?9E0?9?9?9*9*9?9*9*9?9?9?9?9?9*9*_*9*9*9*9*9",-12.4,-15.1,78,86350,9999,9999,205,0,0,0,999900,999900,999900,99990,247,1,4,4,999,999,9,999999999,0,0,0,88,999,999,99]
[2005,1,14,22,0,"?9?9?9?9E0?9?9?9*9*9?9*9*9?9*9*9?9?9*9*_*9*9*9*9*9",-13.6,-16,80,86350,9999,9999,214,0,0,0,999900,999900,999900,99990,210,1,9,9,999,999,9,999999999,0,0,0,88,999,999,99]
[2005,1,14,23,0,"?9?9?9?9E0?9?9?9*9*9?9*9*9?9*9*9?9?9*9*_*9*9*9*9*9",-14.6,-16.7,82,86350,9999,9999,193,0,0,0,999900,999900,999900,99990,335,1,2,2,999,999,9,999999999,0,0,0,88,999,999,99]
[2005,1,14,24,0,"?9?9?9?9E0?9?9?9*9*9?9*9*9?9*9*9?9?9*9*_*9*9*9*9*9",-15.3,-17.2,84,86350,9999,9999,196,0,0,0,999900,999900,999900,99990,359,1,5,5,999,999,9,999999999,0,0,0,88,999,999,99]
[2005,1,15,1,0,"?9?9?9?9E0?9?9?9*9*9?9*9*9?9*9*9?9?9*9*_*9*9*9*9*9",-15.9,-17.7,85,85380,9999,9999,195,0,0,0,999900,999900,999900,99990,168,1,6,6,999,999,9,999999999,0,0,0,88,999,999,99]
[2005,1,15,2,0,"?9?9?9?9E0?9?9?9*9*9?9*9*9?9*9*9?9?9*9*_*9*9*9*9*9",-16.3,-18,85,85380,9999,9999,185,0,0,0,999900,999900,999900,99990,321,1,1,1,999,999,9,999999999,0,0,0,88,999,999,99]
[2005,1,15,3,0,"?9?9?9?9E0?9?9?9*9*9?9*9*9?9?9?9?9?9*9*_*9*9*9*9*9",-16.600000000000001,-18.399999999999999,85,85380,9999,9999,193,0,0,0,999900,999900,999900,99990,0,0,6,6,999,999,9,999999999,0,0,0,88,999,999,99]
[2005,1,15,4,0,"?9?9?9?9E0?9?9?9*9*9?9*9*9?9*9*9?9?9*9*_*9*9*9*9*9",-16.8,-18.5,85,85380,9999,9999,197,0,0,0,999900,999900,999900,99990,72,0,8,8,999,999,9,999999999,0,0,0,88,999,999,99]
[2005,1,15,5,0,"?9?9?9?9E0?9?9?9*9*9?9*9*9?9*9*9?9?9*9*_*9*9*9*9*9",-17,-18.600000000000001,86,85380,9999,9999,197,0,0,0,999900,999900,999900,99990,54,0,8,8,999,999,9,999999999,0,0,0,88,999,999,99]
[2005,1,15,6,0,"?9?9?9?9E0?9?9?9*9*9?9*9*9?9*9*9?9?9*9*_*9*9*9*9*9",-17,-18.600000000000001,86,85380,9999,9999,191,0,0,0,999900,999900,999900,99990,337,0,6,6,999,999,9,999999999,0,0,0,88,999,999,99]
[2005,1,15,7,0,"?9?9?9?9E0?9?9?9*9*9?9*9*9?9*9*9?9?9*9*_*9*9*9*9*9",-17.100000000000001,-18.600000000000001,87,85380,9999,9999,186,0,0,0,999900,999900,999900,99990,77,0,3,3,999,999,9,999999999,0,0,0,88,999,999,99]
[2005,1,15,8,0,"?9?9?9?9E0?9?9?9*9*9?9*9*9?9*9*9?9?9*9*_*9*9*9*9*9",-17.100000000000001,-18.600000000000001,87,85380,9999,9999,188,0,0,0,999900,999900,999900,99990,232,0,4,4,999,999,9,999999999,0,0,0,88,999,999,99]
[2005,1,15,9,0,"?9?9?9?9E0?9?9?9*9*9?9*9*9?9?9?9?9?9*9*_*9*9*9*9*9",-14.6,-16.100000000000001,87,85380,9999,9999,203,0,0,0,999900,999900,999900,99990,157,2,7,7,999,999,9,999999999,0,0,0,88,999,999,99]
[2005,1,15,10,0,"?9?9?9?9E0?9?9?9*9*9?9*9*9?9*9*9?9?9*9*_*9*9*9*9*9",-12.1,-13.6,87,85380,9999,9999,216,86,99,58,999900,999900,999900,99990,298,2,8,8,999,999,9,999999999,0,0,0,88,999,999,99]
[2005,1,15,11,0,"?9?9?9?9E0?9?9?9*9*9?9*9*9?9*9*9?9?9*9*_*9*9*9*9*9",-10.8,-12.4,86,85380,9999,9999,209,184,150,123,999900,999900,999900,99990,153,2,2,2,999,999,9,999999999,0,0,0,88,999,999,99]
[2005,1,15,12,0,"?9?9?9?9E0?9?9?9*9*9?9*9*9?9*9*9?9?9*9*_*9*9*9*9*9",-10.1,-11.8,86,85380,9999,9999,217,120,0,120,999900,999900,999900,99990,317,2,5,5,999,999,9,999999999,0,0,0,88,999,999,99]
[2005,1,15,13,0,"?9?9?9?9E0?9?9?9*9*9?9*9*9?9*9*9?9?9*9*_*9*9*9*9*9",-9.6,-11.3,86,85380,9999,9999,213,146,0,146,999900,999900,999900,99990,127,2,2,2,999,999,9,999999999,0,0,0,88,999,999,99]
[2005,1,15,14,0,"?9?9?9?9E0?9?9?9*9*9?9*9*9?9*9*9?9?9*9*_*9*9*9*9*9",-8.6999999999999993,-10.5,86,85380,9999,9999,231,152,0,152,999900,999900,999900,99990,197,2,8,8,999,999,9,999999999,0,0,0,88,999,999,99]
[2005,1,15,15,0,"?9?9?9?9E0?9?9?9*9*9?9*9*9?9?9?9?9?9*9*_*9*9*9*9*9",-6.9,-8.6999999999999993,86,85380,9999,9999,230,308,258,207,999900,999900,999900,99990,135,4,5,5,999,999,9,999999999,0,0,0,88,999,999,99]
[2005,1,15,16,0,"?9?9?9?9E0?9?9?9*9*9?9*9*9?9*9*9?9?9*9*_*9*9*9*9*9",-5,-6.7,86,85380,9999,9999,247,239,284,160,999900,999900,999900,99990,245,4,8,8,999,999,9,999999999,0,0,0,88,999,999,99]
[2005,1,15,17,0,"?9?9?9?9E0?9?9?9*9*9?9*9*9?9*9*9?9?9*9*_*9*9*9*9*9",-5.2,-6.7,87,85380,9999,9999,229,146,382,98,999900,999900,999900,99990,152,4,1,1,999,999,9,999999999,0,0,0,88,999,999,99]
[2005,1,15,18,0,"?9?9?9?9E0?9?9?9*9*9?9*9*9?9*9*9?9?9*9*_*9*9*9*9*9",-5.6,-7,88,85380,9999,9999,234,22,0,22,999900,999900,999900,99990,349,4,4,4,999,999,9,999999999,0,0,0,88,999,999,99]
[2005,1,15,19,0,"?9?9?9?9E0?9?9?9*9*9?9*9*9?9*9*9?9?9*9*_*9*9*9*9*9",-6.1,-7.4,89,85380,9999,9999,232,0,0,0,999900,999900,999900,99990,238,4,4,4,999,999,9,999999999,0,0,0,88,999,999,99]
[2005,1,15,20,0,"?9?9?9?9E0?9?9?9*9*9?9*9*9?9*9*9?9?9*9*_*9*9*9*9*9",-6.5,-7.7,90,85380,9999,9999,219,0,0,0,999900,999900,999900,99990,130,4,0,0,999,999,9,999999999,0,0,0,88,999,999,99]
[2005,1,15,21,0,"?9?9?9?9E0?9?9?9*9*9?9*9*9?9?9?9?9?9*9*_*9*9*9*9*9",-6.8,-7.9,91,85380,9999,9999,228,0,0,0,999900,999900,999900,99990,157,3,3,3,999,999,9,999999999,0,0,0,88,999,999,99]
[2005,1,15,22,0,"?9?9?9?9E0?9?9?9*9*9?9*9*9?9*9*9?9?9*9*_*9*9*9*9*9",-6.8,-7.8,92,85380,9999,9999,218,0,0,0,999900,999900,999900,99990,260,3,0,0,999,999,9,999999999,0,0,0,88,999,999,99]
[2005,1,15,23,0,"?9?9?9?9E0?9?9?9*9*9?9*9*9?9*9*9?9?9*9*_*9*9*9*9*9",-6.5,-7.5,92,85380,9999,9999,241,0,0,0,999900,999900,999900,99990,62,3,8,8,999,999,9,999999999,0,0,0,88,999,999,99]
[2005,1,15,24,0,"?9?9?9?9E0?9?9?9*9*9?9*9*9?9*9*9?9?9*9*_*9*9*9*9*9",-6.2,-7.2,92,85380,9999,9999,234,0,0,0,999900,999900,999900,99990,246,3,5,5,999,999,9,999999999,0,0,0,88,999,999,99]
[2005,1,16,1,0,"?9?9?9?9E0?9?9?9*9*9?9*9*9?9*9*9?9?9*9*_*9*9*9*9*9",-6,-7,91,85950,9999,9999,237,0,0,0,999900,999900,999900,99990,67,3,6,6,999,999,9,999999999,0,0,0,88,999,999,99]
[2005,1,16,2,0,"?9?9?9?9E0?9?9?9*9*9?9*9*9?9*9*9?9?9*9*_*9*9*9*9*9",-5.9,-7.1,90,85950,9999,9999,222,0,0,0,999900,999900,999900,99990,15,3,0,0,999,999,9,999999999,0,0,0,88,999,999,99]
[2005,1,16,3,0,"?9?9?9?9E0?9?9?9*9*9?9*9*9?9?9?9?9?9*9*_*9*9*9*9*9",-6,-7.4,89,85950,9999,9999,236,0,0,0,999900,999900,999900,99990,180,2,6,6,999,999,9,999999999,0,0,0,88,999,999,99]
[2005,1,16,4,0,"?9?9?9?9E0?9?9?9*9*9?9*9*9?9*9*9?9?9*9*_*9*9*9*9*9",-6.1,-7.8,87,85950,9999,9999,236,0,0,0,999900,999900,999900,99990,164,2,6,6,999,999,9,999999999,0,0,0,88,999,999,99]
[2005,1,16,5,0,"?9?9?9?9E0?9?9?9*9*9?9*9*9?9*9*9?9?9*9*_*9*9*9*9*9",-6.5,-8.4,85,85950,9999,9999,223,0,0,0,999900,999900,999900,99990,245,2,1,1,999,999,9,999999999,0,0,0,88,999,999,99]
[2005,1,16,6,0,"?9?9?9?9E0?9?9?9*9*9?9*9*9?9*9*9?9?9*9*_*9*9*9*9*9",-7.1,-9.3000000000000007,82,85950,9999,9999,243,0,0,0,999900,999900,999900,99990,178,2,9,9,999,999,9,999999999,0,0,0,88,999,999,99]
[2005,1,16,7,0,"?9?9?9?9E0?9?9?9*9*9?9*9*9?9*9*9?9?9*9*_*9*9*9*9*9",-7.7,-10.4,79,85950,9999,9999,217,0,0,0,999900,999900,999900,99990,131,2,1,1,999,999,9,999999999,0,0,0,88,999,999,99]
[2005,1,16,8,0,"?9?9?9?9E0?9?9?9*9*9?9*9*9?9*9*9?9?9*9*_*9*9*9*9*9",-8.5,-11.6,76,85950,9999,9999,224,0,0,0,999900,999900,999900,99990,149,2,6,6,999,999,9,999999999,0,0,0,88,999,999,99]
[2005,1,16,9,0,"?9?9?9?9E0?9?9?9*9*9?9*9*9?9?9?9?9?9*9*_*9*9*9*9*9",-9.1999999999999993,-12.7,73,85950,9999,9999,211,0,0,0,999900,999900,999900,99990,22,2,1,1,999,999,9,999999999,0,0,0,88,999,999,99]
[2005,1,16,10,0,"?9?9?9?9E0?9?9?9*9*9?9*9*9?9*9*9?9?9*9*_*9*9*9*9*9",-9.9,-13.9,70,85950,9999,9999,224,194,313,103,999900,999900,999900,99990,252,2,8,8,999,999,9,999999999,0,0,0,88,999,999,99]
[2005,1,16,11,0,"?9?9?9?9E0?9?9?9*9*9?9*9*9?9*9*9?9?9*9*_*9*9*9*9*9",-10.5,-14.9,67,85950,9999,9999,225,409,475,217,999900,999900,999900,99990,155,2,9,9,999,999,9,999999999,0,0,0,88,999,999,99]
[2005,1,16,12,0,"?9?9?9?9E0?9?9?9*9*9?9*9*9?9*9*9?9?9*9*_*9*9*9*9*9",-11,-15.7,65,85950,9999,9999,209,176,0,176,999900,999900,999900,99990,117,2,4,4,999,999,9,999999999,0,0,0,88,999,999,99]
[2005,1,16,13,0,"?9?9?9?9E0?9?9?9*9*9?9*9*9?9*9*9?9?9*9*_*9*9*9*9*9",-11.4,-16.5,62,85950,9999,9999,205,212,0,212,999900,999900,999900,99990,94,2,3,3,999,999,9,999999999,0,0,0,88,999,999,99]
[2005,1,16,14,0,"?9?9?9?9E0?9?9?9*9*9?9*9*9?9*9*9?9?9*9*_*9*9*9*9*9",-11.6,-17.100000000000001,61,85950,9999,9999,202,221,0,221,999900,999900,999900,99990,228,2,2,2,999,999,9,999999999,0,0,0,88,999,999,99]
[2005,1,16,15,0,"?9?9?9?9E0?9?9?9*9*9?9*9*9?9?9?9?9?9*9*_*9*9*9*9*9",-11.7,-17.5,59,85950,9999,9999,209,201,0,201,999900,999900,999900,99990,45,6,6,6,999,999,9,999999999,0,0,0,88,999,999,99]
[2005,1,16,16,0,"?9?9?9?9E0?9?9?9*9*9?9*9*9?9*9*9?9?9*9*_*9*9*9*9*9",-12.1,-18,58,85950,9999,9999,207,156,0,156,999900,999900,999900,99990,318,6,6,6,999,999,9,999999999,0,0,0,88,999,999,99]
[2005,1,16,17,0,"?9?9?9?9E0?9?9?9*9*9?9*9*9?9*9*9?9?9*9*_*9*9*9*9*9",-13,-18.899999999999999,58,85950,9999,9999,209,325,484,173,999900,999900,999900,99990,309,6,8,8,999,999,9,999999999,0,0,0,88,999,999,99]
[2005,1,16,18,0,"?9?9?9?9E0?9?9?9*9*9?9*9*9?9*9*9?9?9*9*_*9*9*9*9*9",-14.1,-20,58,85950,9999,9999,196,33,0,33,999900,999900,999900,99990,119,6,4,4,999,999,9,999999999,0,0,0,88,999,999,99]
[2005,1,16,19,0,"?9?9?9?9E0?9?9?9*9*9?9*9*9?9*9*9?9?9*9*_*9*9*9*9*9",-15,-20.9,58,85950,9999,9999,191,0,0,0,999900,999900,999900,99990,278,6,3,3,999,999,9,999999999,0,0,0,88,999,999,99]
[2005,1,16,20,0,"?9?9?9?9E0?9?9?9*9*9?9*9*9?9*9*9?9?9*9*_*9*9*9*9*9",-15.5,-21.1,59,85950,9999,9999,185,0,0,0,999900,999900,999900,99990,97,6,1,1,999,999,9,999999999,0,0,0,88,999,999,99]
[2005,1,16,21,0,"?9?9?9?9E0?9?9?9*9*9?9*9*9?9?9?9?9?9*9*_*9*9*9*9*9",-15.4,-20.9,60,85950,9999,9999,191,0,0,0,999900,999900,999900,99990,45,2,4,4,999,999,9,999999999,0,0,0,88,999,999,99]
[2005,1,16,22,0,"?9?9?9?9E0?9?9?9*9*9?9*9*9?9*9*9?9?9*9*_*9*9*9*9*9",-15.5,-20.7,61,85950,9999,9999,185,0,0,0,999900,999900,999900,99990,6,2,1,1,999,999,9,999999999,0,0,0,88,999,999,99]
[2005,1,16,23,0,"?9?9?9?9E0?9?9?9*9*9?9*9*9?9*9*9?9?9*9*_*9*9*9*9*9",-16,-20.9,63,85950,9999,9999,189,0,0,0,999900,999900,999900,99990,201,2,4,4,999,999,9,999999999,0,0,0,88,999,999,99]
[2005,1,16,24,0,"?9?9?9?9E0?9?9?9*9*9?9*9*9?9*9*9?9?9*9*_*9*9*9*9*9",-16.899999999999999,-21.3,66,85950,9999,9999,195,0,0,0,999900,999900,999900,99990,336,2,8,8,999,999,9,999999999,0,0,0,88,999,999,99]
[2005,1,17,1,0,"?9?9?9?9E0?9?9?9*9*9?9*9*9?9*9*9?9?9*9*_*9*9*9*9*9",-17.899999999999999,-21.8,69,86800,9999,9999,182,0,0,0,999900,999900,999900,99990,32,2,3,3,999,999,9,999999999,0,0,0,88,999,999,99]
[2005,1,17,2,0,"?9?9?9?9E0?9?9?9*9*9?9*9*9?9*9*9?9?9*9*_*9*9*9*9*9",-19.2,-22.7,71,86800,9999,9999,180,0,0,0,999900,999900,999900,99990,226,2,5,5,999,999,9,999999999,0,0,0,88,999,999,99]
[2005,1,17,3,0,"?9?9?9?9E0?9?9?9*9*9?9*9*9?9?9?9?9?9*9*_*9*9*9*9*9",-20.5,-23.6,74,86800,9999,9999,173,0,0,0,999900,999900,999900,99990,0,0,3,3,999,999,9,999999999,0,0,0,88,999,999,99]
[2005,1,17,4,0,"?9?9?9?9E0?9?9?9*9*9?9*9*9?9*9*9?9?9*9*_*9*9*9*9*9",-21.9,-24.7,76,86800,9999,9999,175,0,0,0,999900,999900,999900,99990,114,0,7,7,999,999,9,999999999,0,0,0,88,999,999,99]
[2005,1,17,5,0,"?9?9?9?9E0?9?9?9*9*9?9*9*9?9*9*9?9?9*9*_*9*9*9*9*9",-23.1,-25.8,77,86800,9999,9999,161,0,0,0,999900,999900,999900,99990,105,0,1,1,999,999,9,999999999,0,0,0,88,999,999,99]
[2005,1,17,6,0,"?9?9?9?9E0?9?9?9*9*9?9*9*9?9*9*9?9?9*9*_*9*9*9*9*9",-24.2,-26.5,79,86800,9999,9999,173,0,0,0,999900,999900,999900,99990,6,0,9,9,999,999,9,999999999,0,0,0,88,999,999,99]
[2005,1,17,7,0,"?9?9?9?9E0?9?9?9*9*9?9*9*9?9*9*9?9?9*9*_*9*9*9*9*9",-24.9,-27,81,86800,9999,9999,152,0,0,0,999900,999900,999900,99990,246,0,0,0,999,999,9,999999999,0,0,0,88,999,999,99]
[2005,1,17,8,0,"?9?9?9?9E0?9?9?9*9*9?9*9*9?9*9*9?9?9*9*_*9*9*9*9*9",-25.2,-27.3,81,86800,9999,9999,164,0,0,0,999900,999900,999900,99990,30,0,7,7,999,999,9,999999999,0,0,0,88,999,999,99]
[2005,1,17,9,0,"?9?9?9?9E0?9?9?9*9*9?9*9*9?9?9?9?9?9*9*_*9*9*9*9*9",-23.7,-26,79,86800,9999,9999,175,0,0,0,999900,999900,999900,99990,0,0,9,9,999,999,9,999999999,0,0,0,88,999,999,99]
[2005,1,17,10,0,"?9?9?9?9E0?9?9?9*9*9?9*9*9?9*9*9?9?9*9*_*9*9*9*9*9",-22,-24.7,77,86800,9999,9999,174,78,203,19,999900,999900,999900,99990,139,0,7,7,999,999,9,999999999,0,0,0,88,999,999,99]
[2005,1,17,11,0,"?9?9?9?9E0?9?9?9*9*9?9*9*9?9*9*9?9?9*9*_*9*9*9*9*9",-20.7,-23.8,74,86800,9999,9999,174,295,611,47,999900,999900,999900,99990,110,0,4,4,999,999,9,999999999,0,0,0,88,999,999,99]
[2005,1,17,12,0,"?9?9?9?9E0?9?9?9*9*9?9*9*9?9*9*9?9?9*9*_*9*9*9*9*9",-19.7,-23.3,71,86800,9999,9999,178,240,381,58,999900,999900,999900,99990,244,0,5,5,999,999,9,999999999,0,0,0,88,999,999,99]
[2005,1,17,13,0,"?9?9?9?9E0?9?9?9*9*9?9*9*9?9*9*9?9?9*9*_*9*9*9*9*9",-18.8,-22.9,68,86800,9999,9999,188,519,762,82,999900,999900,999900,99990,90,0,8,8,999,999,9,999999999,0,0,0,88,999,999,99]
[2005,1,17,14,0,"?9?9?9?9E0?9?9?9*9*9?9*9*9?9*9*9?9?9*9*_*9*9*9*9*9",-17.7,-22.2,65,86800,9999,9999,185,541,755,86,999900,999900,999900,99990,216,0,5,5,999,999,9,999999999,0,0,0,88,999,999,99]
[2005,1,17,15,0,"?9?9?9?9E0?9?9?9*9*9?9*9*9?9?9?9?9?9*9*_*9*9*9*9*9",-16.2,-21,63,86800,9999,9999,194,492,732,78,999900,999900,999900,99990,45,3,7,7,999,999,9,999999999,0,0,0,88,999,999,99]
[2005,1,17,16,0,"?9?9?9?9E0?9?9?9*9*9?9*9*9?9*9*9?9?9*9*_*9*9*9*9*9",-14.9,-19.899999999999999,63,86800,9999,9999,195,381,674,60,999900,999900,999900,99990,247,3,5,5,999,999,9,999999999,0,0,0,88,999,999,99]
[2005,1,17,17,0,"?9?9?9?9E0?9?9?9*9*9?9*9*9?9*9*9?9?9*9*_*9*9*9*9*9",-15.2,-20,64,86800,9999,9999,192,235,490,37,999900,999900,999900,99990,86,3,4,4,999,999,9,999999999,0,0,0,88,999,999,99]
[2005,1,17,18,0,"?9?9?9?9E0?9?9?9*9*9?9*9*9?9*9*9?9?9*9*_*9*9*9*9*9",-16,-20.6,65,86800,9999,9999,190,82,0,13,999900,999900,999900,99990,138,3,4,4,999,999,9,999999999,0,0,0,88,999,999,99]
[2005,1,17,19,0,"?9?9?9?9E0?9?9?9*9*9?9*9*9?9*9*9?9?9*9*_*9*9*9*9*9",-17.100000000000001,-21.4,67,86800,9999,9999,184,0,0,0,999900,999900,999900,99990,267,3,3,3,999,999,9,999999999,0,0,0,88,999,999,99]
[2005,1,17,20,0,"?9?9?9?9E0?9?9?9*9*9?9*9*9?9*9*9?9?9*9*_*9*9*9*9*9",-18.399999999999999,-22.3,68,86800,9999,9999,181,0,0,0,999900,999900,999900,99990,268,3,4,4,999,999,9,999999999,0,0,0,88,999,999,99]
[2005,1,17,21,0,"?9?9?9?9E0?9?9?9*9*9?9*9*9?9?9?9?9?9*9*_*9*9*9*9*9",-19.600000000000001,-23.3,70,86800,9999,9999,172,0,0,0,999900,999900,999900,99990,22,2,1,1,999,999,9,999999999,0,0,0,88,999,999,99]
[2005,1,17,22,0,"?9?9?9?9E0?9?9?9*9*9?9*9*9?9*9*9?9?9*9*_*9*9*9*9*9",-20.7,-24.2,71,86800,9999,9999,168,0,0,0,999900,999900,999900,99990,278,2,1,1,999,999,9,999999999,0,0,0,88,999,999,99]
[2005,1,17,23,0,"?9?9?9?9E0?9?9?9*9*9?9*9*9?9*9*9?9?9*9*_*9*9*9*9*9",-21.6,-25.1,71,86800,9999,9999,172,0,0,0,999900,999900,999900,99990,252,2,5,5,999,999,9,999999999,0,0,0,88,999,999,99]
[2005,1,17,24,0,"?9?9?9?9E0?9?9?9*9*9?9*9*9?9*9*9?9?9*9*_*9*9*9*9*9",-22.4,-25.8,71,86800,9999,9999,173,0,0,0,999900,999900,999900,99990,47,2,7,7,999,999,9,999999999,0,0,0,88,999,999,99]
[2005,1,18,1,0,"?9?9?9?9E0?9?9?9*9*9?9*9*9?9*9*9?9?9*9*_*9*9*9*9*9",-23,-26.5,71,87060,9999,9999,173,0,0,0,999900,999900,999900,99990,279,2,8,8,999,999,9,999999999,0,0,0,88,999,999,99]
[2005,1,18,2,0,"?9?9?9?9E0?9?9?9*9*9?9*9*9?9*9*9?9?9*9*_*9*9*9*9*9",-23.7,-27.3,70,87060,9999,9999,174,0,0,0,999900,999900,999900,99990,305,2,9,9,999,999,9,999999999,0,0,0,88,999,999,99]
[2005,1,18,3,0,"?9?9?9?9E0?9?9?9*9*9?9*9*9?9?9?9?9?9*9*_*9*9*9*9*9",-24.3,-27.8,70,87060,9999,9999,172,0,0,0,999900,999900,999900,99990,0,0,9,9,999,999,9,999999999,0,0,0,88,999,999,99]
[2005,1,18,4,0,"?9?9?9?9E0?9?9?9*9*9?9*9*9?9*9*9?9?9*9*_*9*9*9*9*9",-24.9,-28.4,70,87060,9999,9999,164,0,0,0,999900,999900,999900,99990,63,0,7,7,999,999,9,999999999,0,0,0,88,999,999,99]
[2005,1,18,5,0,"?9?9?9?9E0?9?9?9*9*9?9*9*9?9*9*9?9?9*9*_*9*9*9*9*9",-25.5,-29,70,87060,9999,9999,157,0,0,0,999900,999900,999900,99990,196,0,4,4,999,999,9,999999999,0,0,0,88,999,999,99]
[2005,1,18,6,0,"?9?9?9?9E0?9?9?9*9*9?9*9*9?9*9*9?9?9*9*_*9*9*9*9*9",-26,-29.4,71,87060,9999,9999,153,0,0,0,999900,999900,999900,99990,208,0,2,2,999,999,9,999999999,0,0,0,88,999,999,99]
[2005,1,18,7,0,"?9?9?9?9E0?9?9?9*9*9?9*9*9?9*9*9?9?9*9*_*9*9*9*9*9",-26.3,-29.7,70,87060,9999,9999,165,0,0,0,999900,999900,999900,99990,274,0,9,9,999,999,9,999999999,0,0,0,88,999,999,99]
[2005,1,18,8,0,"?9?9?9?9E0?9?9?9*9*9?9*9*9?9*9*9?9?9*9*_*9*9*9*9*9",-26.4,-30.1,69,87060,9999,9999,155,0,0,0,999900,999900,999900,99990,276,0,5,5,999,999,9,999999999,0,0,0,88,999,999,99]
[2005,1,18,9,0,"?9?9?9?9E0?9?9?9*9*9?9*9*9?9?9?9?9?9*9*_*9*9*9*9*9",-26.1,-29.7,69,87060,9999,9999,156,1,6,0,999900,999900,999900,99990,22,1,5,5,999,999,9,999999999,0,0,0,88,999,999,99]
[2005,1,18,10,0,"?9?9?9?9E0?9?9?9*9*9?9*9*9?9*9*9?9?9*9*_*9*9*9*9*9",-25.5,-29.7,65,87060,9999,9999,149,84,0,84,999900,999900,999900,99990,292,1,0,0,999,999,9,999999999,0,0,0,88,999,999,99]
[2005,1,18,11,0,"?9?9?9?9E0?9?9?9*9*9?9*9*9?9*9*9?9?9*9*_*9*9*9*9*9",-24.6,-29,64,87060,9999,9999,161,175,0,175,999900,999900,999900,99990,216,1,5,5,999,999,9,999999999,0,0,0,88,999,999,99]
[2005,1,18,12,0,"?9?9?9?9E0?9?9?9*9*9?9*9*9?9*9*9?9?9*9*_*9*9*9*9*9",-23.4,-28.4,60,87060,9999,9999,162,436,708,96,999900,999900,999900,99990,215,1,3,3,999,999,9,999999999,0,0,0,88,999,999,99]
[2005,1,18,13,0,"?9?9?9?9E0?9?9?9*9*9?9*9*9?9*9*9?9?9*9*_*9*9*9*9*9",-21.7,-27.5,56,87060,9999,9999,171,308,0,308,999900,999900,999900,99990,345,1,6,6,999,999,9,999999999,0,0,0,88,999,999,99]
[2005,1,18,14,0,"?9?9?9?9E0?9?9?9*9*9?9*9*9?9*9*9?9?9*9*_*9*9*9*9*9",-19.600000000000001,-26,53,87060,9999,9999,183,547,756,121,999900,999900,999900,99990,89,1,8,8,999,999,9,999999999,0,0,0,88,999,999,99]
[2005,1,18,15,0,"?9?9?9?9E0?9?9?9*9*9?9*9*9?9?9?9?9?9*9*_*9*9*9*9*9",-16.899999999999999,-24,50,87060,9999,9999,189,640,733,90,999900,999900,999900,99990,315,4,7,7,999,999,9,999999999,0,0,0,88,999,999,99]
[2005,1,18,16,0,"?9?9?9?9E0?9?9?9*9*9?9*9*9?9*9*9?9?9*9*_*9*9*9*9*9",-14.8,-22.7,47,87060,9999,9999,186,497,676,70,999900,999900,999900,99990,147,4,1,1,999,999,9,999999999,0,0,0,88,999,999,99]
[2005,1,18,17,0,"?9?9?9?9E0?9?9?9*9*9?9*9*9?9*9*9?9?9*9*_*9*9*9*9*9",-15,-23.4,45,87060,9999,9999,196,238,496,53,999900,999900,999900,99990,9,4,7,7,999,999,9,999999999,0,0,0,88,999,999,99]
[2005,1,18,18,0,"?9?9?9?9E0?9?9?9*9*9?9*9*9?9*9*9?9?9*9*_*9*9*9*9*9",-15.7,-24.4,43,87060,9999,9999,178,50,0,50,999900,999900,999900,99990,211,4,0,0,999,999,9,999999999,0,0,0,88,999,999,99]
[2005,1,18,19,0,"?9?9?9?9E0?9?9?9*9*9?9*9*9?9*9*9?9?9*9*_*9*9*9*9*9",-16.600000000000001,-25.5,42,87060,9999,9999,196,0,0,0,999900,999900,999900,99990,235,4,9,9,999,999,9,999999999,0,0,0,88,999,999,99]
[2005,1,18,20,0,"?9?9?9?9E0?9?9?9*9*9?9*9*9?9*9*9?9?9*9*_*9*9*9*9*9",-17.600000000000001,-26.5,42,87060,9999,9999,180,0,0,0,999900,999900,999900,99990,310,4,4,4,999,999,9,999999999,0,0,0,88,999,999,99]
[2005,1,18,21,0,"?9?9?9?9E0?9?9?9*9*9?9*9*9?9?9?9?9?9*9*_*9*9*9*9*9",-18.600000000000001,-27.5,42,87060,9999,9999,171,0,0,0,999900,999900,999900,99990,292,5,1,1,999,999,9,999999999,0,0,0,88,999,999,99]
[2005,1,18,22,0,"?9?9?9?9E0?9?9?9*9*9?9*9*9?9*9*9?9?9*9*_*9*9*9*9*9",-19.5,-28.1,43,87060,9999,9999,182,0,0,0,999900,999900,999900,99990,113,5,8,8,999,999,9,999999999,0,0,0,88,999,999,99]
[2005,1,18,23,0,"?9?9?9?9E0?9?9?9*9*9?9*9*9?9*9*9?9?9*9*_*9*9*9*9*9",-20.3,-28.4,44,87060,9999,9999,174,0,0,0,999900,999900,999900,99990,116,5,6,6,999,999,9,999999999,0,0,0,88,999,999,99]
[2005,1,18,24,0,"?9?9?9?9E0?9?9?9*9*9?9*9*9?9*9*9?9?9*9*_*9*9*9*9*9",-21,-28.7,46,87060,9999,9999,164,0,0,0,999900,999900,999900,99990,10,5,1,1,999,999,9,999999999,0,0,0,88,999,999,99]
[2005,1,19,1,0,"?9?9?9?9E0?9?9?9*9*9?9*9*9?9*9*9?9?9*9*_*9*9*9*9*9",-21.6,-28.8,49,86520,9999,9999,162,0,0,0,999900,999900,999900,99990,187,5,1,1,999,999,9,999999999,0,0,0,88,999,999,99]
[2005,1,19,2,0,"?9?9?9?9E0?9?9?9*9*9?9*9*9?9*9*9?9?9*9*_*9*9*9*9*9",-22.2,-28.8,52,86520,9999,9999,171,0,0,0,999900,999900,999900,99990,200,5,7,7,999,999,9,999999999,0,0,0,88,999,999,99]
[2005,1,19,3,0,"?9?9?9?9E0?9?9?9*9*9?9*9*9?9?9?9?9?9*9*_*9*9*9*9*9",-22.9,-28.8,55,86520,9999,9999,171,0,0,0,999900,999900,999900,99990,225,2,8,8,999,999,9,999999999,0,0,0,88,999,999,99]
[2005,1,19,4,0,"?9?9?9?9E0?9?9?9*9*9?9*9*9?9*9*9?9?9*9*_*9*9*9*9*9",-23.6,-28.5,61,86520,9999,9999,164,0,0,0,999900,999900,999900,99990,84,2,5,5,999,999,9,999999999,0,0,0,88,999,999,99]
[2005,1,19,5,0,"?9?9?9?9E0?9?9?9*9*9?9*9*9?9*9*9?9?9*9*_*9*9*9*9*9",-24.3,-28.5,65,86520,9999,9999,172,0,0,0,999900,999900,999900,99990,171,2,9,9,999,999,9,999999999,0,0,0,88,999,999,99]
[2005,1,19,6,0,"?9?9?9?9E0?9?9?9*9*9?9*9*9?9*9*9?9?9*9*_*9*9*9*9*9",-24.9,-28.5,69,86520,9999,9999,154,0,0,0,999900,999900,999900,99990,298,2,1,1,999,999,9,999999999,0,0,0,88,999,999,99]
[2005,1,19,7,0,"?9?9?9?9E0?9?9?9*9*9?9*9*9?9*9*9?9?9*9*_*9*9*9*9*9",-25.2,-28.5,72,86520,9999,9999,169,0,0,0,999900,999900,999900,99990,8,2,9,9,999,999,9,999999999,0,0,0,88,999,999,99]
[2005,1,19,8,0,"?9?9?9?9E0?9?9?9*9*9?9*9*9?9*9*9?9?9*9*_*9*9*9*9*9",-25.4,-28.5,73,86520,9999,9999,158,0,0,0,999900,999900,999900,99990,349,2,4,4,999,999,9,999999999,0,0,0,88,999,999,99]
[2005,1,19,9,0,"?9?9?9?9E0?9?9?9*9*9?9*9*9?9?9?9?9?9*9*_*9*9*9*9*9",-24.5,-27.6,73,86520,9999,9999,165,2,8,0,999900,999900,999900,99990,270,3,7,7,999,999,9,999999999,0,0,0,88,999,999,99]
[2005,1,19,10,0,"?9?9?9?9E0?9?9?9*9*9?9*9*9?9*9*9?9?9*9*_*9*9*9*9*9",-22.8,-26.5,69,86520,9999,9999,169,142,406,22,999900,999900,999900,99990,90,3,6,6,999,999,9,999999999,0,0,0,88,999,999,99]
[2005,1,19,11,0,"?9?9?9?9E0?9?9?9*9*9?9*9*9?9*9*9?9?9*9*_*9*9*9*9*9",-20.7,-25.1,65,86520,9999,9999,180,295,605,46,999900,999900,999900,99990,138,3,8,8,999,999,9,999999999,0,0,0,88,999,999,99]
[2005,1,19,12,0,"?9?9?9?9E0?9?9?9*9*9?9*9*9?9*9*9?9?9*9*_*9*9*9*9*9",-18.5,-24.1,58,86520,9999,9999,171,242,382,58,999900,999900,999900,99990,211,3,0,0,999,999,9,999999999,0,0,0,88,999,999,99]
[2005,1,19,13,0,"?9?9?9?9E0?9?9?9*9*9?9*9*9?9*9*9?9?9*9*_*9*9*9*9*9",-16.100000000000001,-23.1,51,86520,9999,9999,178,516,763,81,999900,999900,999900,99990,269,3,0,0,999,999,9,999999999,0,0,0,88,999,999,99]
[2005,1,19,14,0,"?9?9?9?9E0?9?9?9*9*9?9*9*9?9*9*9?9?9*9*_*9*9*9*9*9",-13.9,-22.2,45,86520,9999,9999,208,538,756,84,999900,999900,999900,99990,85,3,9,9,999,999,9,999999999,0,0,0,88,999,999,99]
[2005,1,19,15,0,"?9?9?9?9E0?9?9?9*9*9?9*9*9?9?9?9?9?9*9*_*9*9*9*9*9",-11.8,-21.4,41,86520,9999,9999,207,489,734,76,999900,999900,999900,99990,292,6,7,7,999,999,9,999999999,0,0,0,88,999,999,99]
[2005,1,19,16,0,"?9?9?9?9E0?9?9?9*9*9?9*9*9?9*9*9?9?9*9*_*9*9*9*9*9",-10.6,-20.9,38,86520,9999,9999,199,380,678,59,999900,999900,999900,99990,179,6,1,1,999,999,9,999999999,0,0,0,88,999,999,99]
[2005,1,19,17,0,"?9?9?9?9E0?9?9?9*9*9?9*9*9?9*9*9?9?9*9*_*9*9*9*9*9",-10.9,-21.4,38,86520,9999,9999,198,235,502,37,999900,999900,999900,99990,146,6,1,1,999,999,9,999999999,0,0,0,88,999,999,99]
[2005,1,19,18,0,"?9?9?9?9E0?9?9?9*9*9?9*9*9?9*9*9?9?9*9*_*9*9*9*9*9",-11.8,-22,38,86520,9999,9999,198,85,0,13,999900,999900,999900,99990,272,6,2,2,999,999,9,999999999,0,0,0,88,999,999,99]
[2005,1,19,19,0,"?9?9?9?9E0?9?9?9*9*9?9*9*9?9*9*9?9?9*9*_*9*9*9*9*9",-13,-22.7,40,86520,9999,9999,200,0,0,0,999900,999900,999900,99990,359,6,6,6,999,999,9,999999999,0,0,0,88,999,999,99]
[2005,1,19,20,0,"?9?9?9?9E0?9?9?9*9*9?9*9*9?9*9*9?9?9*9*_*9*9*9*9*9",-14.3,-23.5,42,86520,9999,9999,201,0,0,0,999900,999900,999900,99990,29,6,8,8,999,999,9,999999999,0,0,0,88,999,999,99]
[2005,1,19,21,0,"?9?9?9?9E0?9?9?9*9*9?9*9*9?9?9?9?9?9*9*_*9*9*9*9*9",-15.5,-24.3,43,86520,9999,9999,193,0,0,0,999900,999900,999900,99990,112,1,7,7,999,999,9,999999999,0,0,0,88,999,999,99]
[2005,1,19,22,0,"?9?9?9?9E0?9?9?9*9*9?9*9*9?9*9*9?9?9*9*_*9*9*9*9*9",-16.5,-24.9,44,86520,9999,9999,193,0,0,0,999900,999900,999900,99990,119,1,8,8,999,999,9,999999999,0,0,0,88,999,999,99]
[2005,1,19,23,0,"?9?9?9?9E0?9?9?9*9*9?9*9*9?9*9*9?9?9*9*_*9*9*9*9*9",-17.3,-25.6,45,86520,9999,9999,173,0,0,0,999900,999900,999900,99990,77,1,0,0,999,999,9,999999999,0,0,0,88,999,999,99]
[2005,1,19,24,0,"?9?9?9?9E0?9?9?9*9*9?9*9*9?9*9*9?9?9*9*_*9*9*9*9*9",-17.899999999999999,-26,45,86520,9999,9999,183,0,0,0,999900,999900,999900,99990,225,1,6,6,999,999,9,999999999,0,0,0,88,999,999,99]
[2005,1,20,1,0,"?9?9?9?9E0?9?9?9*9*9?9*9*9?9*9*9?9?9*9*_*9*9*9*9*9",-18.3,-26.5,45,86380,9999,9999,173,0,0,0,999900,999900,999900,99990,186,1,1,1,999,999,9,999999999,0,0,0,88,999,999,99]
[2005,1,20,2,0,"?9?9?9?9E0?9?9?9*9*9?9*9*9?9*9*9?9?9*9*_*9*9*9*9*9",-18.600000000000001,-26.8,45,86380,9999,9999,189,0,0,0,999900,999900,999900,99990,273,1,9,9,999,999,9,999999999,0,0,0,88,999,999,99]
[2005,1,20,3,0,"?9?9?9?9E0?9?9?9*9*9?9*9*9?9?9?9?9?9*9*_*9*9*9*9*9",-18.899999999999999,-27.3,44,86380,9999,9999,176,0,0,0,999900,999900,999900,99990,0,0,4,4,999,999,9,999999999,0,0,0,88,999,999,99]
[2005,1,20,4,0,"?9?9?9?9E0?9?9?9*9*9?9*9*9?9*9*9?9?9*9*_*9*9*9*9*9",-19.100000000000001,-27.6,43,86380,9999,9999,172,0,0,0,999900,999900,999900,99990,274,0,2,2,999,999,9,999999999,0,0,0,88,999,999,99]
[2005,1,20,5,0,"?9?9?9?9E0?9?9?9*9*9?9*9*9?9*9*9?9?9*9*_*9*9*9*9*9",-19.3,-27.9,43,86380,9999,9999,171,0,0,0,999900,999900,999900,99990,32,0,2,2,999,999,9,999999999,0,0,0,88,999,999,99]
[2005,1,20,6,0,"?9?9?9?9E0?9?9?9*9*9?9*9*9?9*9*9?9?9*9*_*9*9*9*9*9",-19.399999999999999,-28.5,41,86380,9999,9999,168,0,0,0,999900,999900,999900,99990,105,0,1,1,999,999,9,999999999,0,0,0,88,999,999,99]
[2005,1,20,7,0,"?9?9?9?9E0?9?9?9*9*9?9*9*9?9*9*9?9?9*9*_*9*9*9*9*9",-19.5,-28.8,40,86380,9999,9999,178,0,0,0,999900,999900,999900,99990,112,0,7,7,999,999,9,999999999,0,0,0,88,999,999,99]
[2005,1,20,8,0,"?9?9?9?9E0?9?9?9*9*9?9*9*9?9*9*9?9?9*9*_*9*9*9*9*9",-19.5,-28.8,40,86380,9999,9999,165,0,0,0,999900,999900,999900,99990,98,0,0,0,999,999,9,999999999,0,0,0,88,999,999,99]
[2005,1,20,9,0,"?9?9?9?9E0?9?9?9*9*9?9*9*9?9?9?9?9?9*9*_*9*9*9*9*9",-17.600000000000001,-27.3,39,86380,9999,9999,176,3,13,1,999900,999900,999900,99990,247,3,2,2,999,999,9,999999999,0,0,0,88,999,999,99]
[2005,1,20,10,0,"?9?9?9?9E0?9?9?9*9*9?9*9*9?9*9*9?9?9*9*_*9*9*9*9*9",-15.4,-25.4,38,86380,9999,9999,184,141,405,20,999900,999900,999900,99990,114,3,2,2,999,999,9,999999999,0,0,0,88,999,999,99]
[2005,1,20,11,0,"?9?9?9?9E0?9?9?9*9*9?9*9*9?9*9*9?9?9*9*_*9*9*9*9*9",-14,-23.9,39,86380,9999,9999,187,290,601,41,999900,999900,999900,99990,257,3,1,1,999,999,9,999999999,0,0,0,88,999,999,99]
[2005,1,20,12,0,"?9?9?9?9E0?9?9?9*9*9?9*9*9?9*9*9?9?9*9*_*9*9*9*9*9",-12.8,-22.7,39,86380,9999,9999,188,421,744,60,999900,999900,999900,99990,109,3,0,0,999,999,9,999999999,0,0,0,88,999,999,99]
[2005,1,20,13,0,"?9?9?9?9E0?9?9?9*9*9?9*9*9?9*9*9?9?9*9*_*9*9*9*9*9",-11.8,-21.6,40,86380,9999,9999,215,506,764,72,999900,999900,999900,99990,297,3,9,9,999,999,9,999999999,0,0,0,88,999,999,99]
[2005,1,20,14,0,"?9?9?9?9E0?9?9?9*9*9?9*9*9?9*9*9?9?9*9*_*9*9*9*9*9",-10.4,-20.399999999999999,40,86380,9999,9999,216,528,757,75,999900,999900,999900,99990,305,3,8,8,999,999,9,999999999,0,0,0,88,999,999,99]
[2005,1,20,15,0,"?9?9?9?9E0?9?9?9*9*9?9*9*9?9?9?9?9?9*9*_*9*9*9*9*9",-8.5,-18.5,40,86380,9999,9999,213,480,735,69,999900,999900,999900,99990,292,6,3,3,999,999,9,999999999,0,0,0,88,999,999,99]
[2005,1,20,16,0,"?9?9?9?9E0?9?9?9*9*9?9*9*9?9*9*9?9?9*9*_*9*9*9*9*9",-6.8,-17,40,86380,9999,9999,231,374,680,53,999900,999900,999900,99990,245,6,8,8,999,999,9,999999999,0,0,0,88,999,999,99]
[2005,1,20,17,0,"?9?9?9?9E0?9?9?9*9*9?9*9*9?9*9*9?9?9*9*_*9*9*9*9*9",-7.1,-17.399999999999999,39,86380,9999,9999,222,232,509,33,999900,999900,999900,99990,81,6,5,5,999,999,9,999999999,0,0,0,88,999,999,99]
[2005,1,20,18,0,"?9?9?9?9E0?9?9?9*9*9?9*9*9?9*9*9?9?9*9*_*9*9*9*9*9",-8,-18.399999999999999,39,86380,9999,9999,216,49,0,11,999900,999900,999900,99990,26,6,4,4,999,999,9,999999999,0,0,0,88,999,999,99]
[2005,1,20,19,0,"?9?9?9?9E0?9?9?9*9*9?9*9*9?9*9*9?9?9*9*_*9*9*9*9*9",-9.1,-19.5,39,86380,9999,9999,221,0,0,0,999900,999900,999900,99990,67,6,8,8,999,999,9,999999999,0,0,0,88,999,999,99]
[2005,1,20,20,0,"?9?9?9?9E0?9?9?9*9*9?9*9*9?9*9*9?9?9*9*_*9*9*9*9*9",-10.4,-20.7,39,86380,9999,9999,210,0,0,0,999900,999900,999900,99990,277,6,6,6,999,999,9,999999999,0,0,0,88,999,999,99]
[2005,1,20,21,0,"?9?9?9?9E0?9?9?9*9*9?9*9*9?9?9?9?9?9*9*_*9*9*9*9*9",-11.5,-21.6,39,86380,9999,9999,211,0,0,0,999900,999900,999900,99990,247,1,8,8,999,999,9,999999999,0,0,0,88,999,999,99]
[2005,1,20,22,0,"?9?9?9?9E0?9?9?9*9*9?9*9*9?9*9*9?9?9*9*_*9*9*9*9*9",-12.3,-22.1,40,86380,9999,9999,199,0,0,0,999900,999900,999900,99990,257,1,4,4,999,999,9,999999999,0,0,0,88,999,999,99]
[2005,1,20,23,0,"?9?9?9?9E0?9?9?9*9*9?9*9*9?9*9*9?9?9*9*_*9*9*9*9*9",-12.9,-22.2,41,86380,9999,9999,203,0,0,0,999900,999900,999900,99990,347,1,7,7,999,999,9,999999999,0,0,0,88,999,999,99]
[2005,1,20,24,0,"?9?9?9?9E0?9?9?9*9*9?9*9*9?9*9*9?9?9*9*_*9*9*9*9*9",-13.3,-22.1,44,86380,9999,9999,210,0,0,0,999900,999900,999900,99990,74,1,9,9,999,999,9,999999999,0,0,0,88,999,999,99]
[2005,1,21,1,0,"?9?9?9?9E0?9?9?9*9*9?9*9*9?9*9*9?9?9*9*_*9*9*9*9*9",-13.8,-21.9,47,86380,9999,9999,194,0,0,0,999900,999900,999900,99990,21,1,3,3,999,999,9,999999999,0,0,0,88,999,999,99]
[2005,1,21,2,0,"?9?9?9?9E0?9?9?9*9*9?9*9*9?9*9*9?9?9*9*_*9*9*9*9*9",-14.4,-21.9,49,86380,9999,9999,195,0,0,0,999900,999900,999900,99990,58,1,5,5,999,999,9,999999999,0,0,0,88,999,999,99]
[2005,1,21,3,0,"?9?9?9?9E0?9?9?9*9*9?9*9*9?9?9?9?9?9*9*_*9*9*9*9*9",-15.2,-22.1,52,86380,9999,9999,189,0,0,0,999900,999900,999900,99990,270,2,3,3,999,999,9,999999999,0,0,0,88,999,999,99]
[2005,1,21,4,0,"?9?9?9?9E0?9?9?9*9*9?9*9*9?9*9*9?9?9*9*_*9*9*9*9*9",-16.399999999999999,-22.6,55,86380,9999,9999,200,0,0,0,999900,999900,999900,99990,253,2,9,9,999,999,9,999999999,0,0,0,88,999,999,99]
[2005,1,21,5,0,"?9?9?9?9E0?9?9?9*9*9?9*9*9?9*9*9?9?9*9*_*9*9*9*9*9",-17.600000000000001,-23.3,58,86380,9999,9999,179,0,0,0,999900,999900,999900,99990,274,2,2,2,999,999,9,999999999,0,0,0,88,999,999,99]
[2005,1,21,6,0,"?9?9?9?9E0?9?9?9*9*9?9*9*9?9*9*9?9?9*9*_*9*9*9*9*9",-18.899999999999999,-24.1,60,86380,9999,9999,184,0,0,0,999900,999900,999900,99990,32,2,7,7,999,999,9,999999999,0,0,0,88,999,999,99]
[2005,1,21,7,0,"?9?9?9?9E0?9?9?9*9*9?9*9*9?9*9*9?9?9*9*_*9*9*9*9*9",-19.8,-24.9,60,86380,9999,9999,177,0,0,0,999900,999900,999900,99990,213,2,5,5,999,999,9,999999999,0,0,0,88,999,999,99]
[2005,1,21,8,0,"?9?9?9?9E0?9?9?9*9*9?9*9*9?9*9*9?9?9*9*_*9*9*9*9*9",-20.100000000000001,-25.1,61,86380,9999,9999,166,0,0,0,999900,999900,999900,99990,8,2,0,0,999,999,9,999999999,0,0,0,88,999,999,99]
[2005,1,21,9,0,"?9?9?9?9E0?9?9?9*9*9?9*9*9?9?9?9?9?9*9*_*9*9*9*9*9",-17.899999999999999,-23.5,58,86380,9999,9999,190,4,20,1,999900,999900,999900,99990,270,2,8,8,999,999,9,999999999,0,0,0,88,999,999,99]
[2005,1,21,10,0,"?9?9?9?9E0?9?9?9*9*9?9*9*9?9*9*9?9?9*9*_*9*9*9*9*9",-15.2,-21.7,54,86380,9999,9999,197,166,477,22,999900,999900,999900,99990,240,2,7,7,999,999,9,999999999,0,0,0,88,999,999,99]
[2005,1,21,11,0,"?9?9?9?9E0?9?9?9*9*9?9*9*9?9*9*9?9?9*9*_*9*9*9*9*9",-13,-20.9,48,86380,9999,9999,192,338,704,45,999900,999900,999900,99990,301,2,1,1,999,999,9,999999999,0,0,0,88,999,999,99]
[2005,1,21,12,0,"?9?9?9?9E0?9?9?9*9*9?9*9*9?9*9*9?9?9*9*_*9*9*9*9*9",-11.2,-20.8,41,86380,9999,9999,207,490,758,65,999900,999900,999900,99990,309,2,6,6,999,999,9,999999999,0,0,0,88,999,999,99]
[2005,1,21,13,0,"?9?9?9?9E0?9?9?9*9*9?9*9*9?9*9*9?9?9*9*_*9*9*9*9*9",-9.6,-21.1,35,86380,9999,9999,210,589,764,79,999900,999900,999900,99990,251,2,5,5,999,999,9,999999999,0,0,0,88,999,999,99]
[2005,1,21,14,0,"?9?9?9?9E0?9?9?9*9*9?9*9*9?9*9*9?9?9*9*_*9*9*9*9*9",-7.9,-21.4,29,86380,9999,9999,220,613,758,82,999900,999900,999900,99990,170,2,7,7,999,999,9,999999999,0,0,0,88,999,999,99]
[2005,1,21,15,0,"?9?9?9?9E0?9?9?9*9*9?9*9*9?9?9?9?9?9*9*_*9*9*9*9*9",-6,-21.2,25,86380,9999,9999,222,300,572,63,999900,999900,999900,99990,315,5,5,5,999,999,9,999999999,0,0,0,88,999,999,99]
[2005,1,21,16,0,"?9?9?9?9E0?9?9?9*9*9?9*9*9?9*9*9?9?9*9*_*9*9*9*9*9",-4.5,-20.5,23,86380,9999,9999,222,234,620,49,999900,999900,999900,99990,205,5,2,2,999,999,9,999999999,0,0,0,88,999,999,99]
[2005,1,21,17,0,"?9?9?9?9E0?9?9?9*9*9?9*9*9?9*9*9?9?9*9*_*9*9*9*9*9",-5,-20.7,24,86380,9999,9999,226,271,516,36,999900,999900,999900,99990,197,5,5,5,999,999,9,999999999,0,0,0,88,999,999,99]
[2005,1,21,18,0,"?9?9?9?9E0?9?9?9*9*9?9*9*9?9*9*9?9?9*9*_*9*9*9*9*9",-6.4,-20.9,26,86380,9999,9999,223,100,0,13,999900,999900,999900,99990,243,5,6,6,999,999,9,999999999,0,0,0,88,999,999,99]
[2005,1,21,19,0,"?9?9?9?9E0?9?9?9*9*9?9*9*9?9*9*9?9?9*9*_*9*9*9*9*9",-8.1,-21.4,29,86380,9999,9999,223,0,0,0,999900,999900,999900,99990,70,5,8,8,999,999,9,999999999,0,0,0,88,999,999,99]
[2005,1,21,20,0,"?9?9?9?9E0?9?9?9*9*9?9*9*9?9*9*9?9?9*9*_*9*9*9*9*9",-10,-22.1,33,86380,9999,9999,200,0,0,0,999900,999900,999900,99990,98,5,1,1,999,999,9,999999999,0,0,0,88,999,999,99]
[2005,1,21,21,0,"?9?9?9?9E0?9?9?9*9*9?9*9*9?9?9?9?9?9*9*_*9*9*9*9*9",-11.6,-22.6,36,86380,9999,9999,215,0,0,0,999900,999900,999900,99990,45,1,9,9,999,999,9,999999999,0,0,0,88,999,999,99]
[2005,1,21,22,0,"?9?9?9?9E0?9?9?9*9*9?9*9*9?9*9*9?9?9*9*_*9*9*9*9*9",-12.6,-22.7,39,86380,9999,9999,203,0,0,0,999900,999900,999900,99990,136,1,7,7,999,999,9,999999999,0,0,0,88,999,999,99]
[2005,1,21,23,0,"?9?9?9?9E0?9?9?9*9*9?9*9*9?9*9*9?9?9*9*_*9*9*9*9*9",-13.2,-22.7,41,86380,9999,9999,193,0,0,0,999900,999900,999900,99990,30,1,2,2,999,999,9,999999999,0,0,0,88,999,999,99]
[2005,1,21,24,0,"?9?9?9?9E0?9?9?9*9*9?9*9*9?9*9*9?9?9*9*_*9*9*9*9*9",-13.5,-22.6,43,86380,9999,9999,195,0,0,0,999900,999900,999900,99990,128,1,4,4,999,999,9,999999999,0,0,0,88,999,999,99]
[2005,1,22,1,0,"?9?9?9?9E0?9?9?9*9*9?9*9*9?9*9*9?9?9*9*_*9*9*9*9*9",-13.7,-22.5,44,86700,9999,9999,189,0,0,0,999900,999900,999900,99990,162,1,1,1,999,999,9,999999999,0,0,0,88,999,999,99]
[2005,1,22,2,0,"?9?9?9?9E0?9?9?9*9*9?9*9*9?9*9*9?9?9*9*_*9*9*9*9*9",-14.1,-22.4,46,86700,9999,9999,195,0,0,0,999900,999900,999900,99990,118,1,5,5,999,999,9,999999999,0,0,0,88,999,999,99]
[2005,1,22,3,0,"?9?9?9?9E0?9?9?9*9*9?9*9*9?9?9?9?9?9*9*_*9*9*9*9*9",-14.7,-22.4,48,86700,9999,9999,201,0,0,0,999900,999900,999900,99990,67,1,8,8,999,999,9,999999999,0,0,0,88,999,999,99]
[2005,1,22,4,0,"?9?9?9?9E0?9?9?9*9*9?9*9*9?9*9*9?9?9*9*_*9*9*9*9*9",-15.7,-22.7,51,86700,9999,9999,192,0,0,0,999900,999900,999900,99990,301,1,6,6,999,999,9,999999999,0,0,0,88,999,999,99]
[2005,1,22,5,0,"?9?9?9?9E0?9?9?9*9*9?9*9*9?9*9*9?9?9*9*_*9*9*9*9*9",-17,-23.5,54,86700,9999,9999,193,0,0,0,999900,999900,999900,99990,157,1,8,8,999,999,9,999999999,0,0,0,88,999,999,99]
[2005,1,22,6,0,"?9?9?9?9E0?9?9?9*9*9?9*9*9?9*9*9?9?9*9*_*9*9*9*9*9",-18.2,-24,57,86700,9999,9999,177,0,0,0,999900,999900,999900,99990,51,1,2,2,999,999,9,999999999,0,0,0,88,999,999,99]
[2005,1,22,7,0,"?9?9?9?9E0?9?9?9*9*9?9*9*9?9*9*9?9?9*9*_*9*9*9*9*9",-19.100000000000001,-24.5,60,86700,9999,9999,178,0,0,0,999900,999900,999900,99990,81,1,4,4,999,999,9,999999999,0,0,0,88,999,999,99]
[2005,1,22,8,0,"?9?9?9?9E0?9?9?9*9*9?9*9*9?9*9*9?9?9*9*_*9*9*9*9*9",-19.5,-24.7,60,86700,9999,9999,171,0,0,0,999900,999900,999900,99990,235,1,1,1,999,999,9,999999999,0,0,0,88,999,999,99]
[2005,1,22,9,0,"?9?9?9?9E0?9?9?9*9*9?9*9*9?9?9?9?9?9*9*_*9*9*9*9*9",-18.399999999999999,-23.8,59,86700,9999,9999,192,5,24,1,999900,999900,999900,99990,0,0,9,9,999,999,9,999999999,0,0,0,88,999,999,99]
[2005,1,22,10,0,"?9?9?9?9E0?9?9?9*9*9?9*9*9?9*9*9?9?9*9*_*9*9*9*9*9",-16.600000000000001,-22.7,56,86700,9999,9999,186,151,427,21,999900,999900,999900,99990,253,0,4,4,999,999,9,999999999,0,0,0,88,999,999,99]
[2005,1,22,11,0,"?9?9?9?9E0?9?9?9*9*9?9*9*9?9*9*9?9?9*9*_*9*9*9*9*9",-14.7,-21.8,51,86700,9999,9999,186,175,326,39,999900,999900,999900,99990,4,0,1,1,999,999,9,999999999,0,0,0,88,999,999,99]
[2005,1,22,12,0,"?9?9?9?9E0?9?9?9*9*9?9*9*9?9*9*9?9?9*9*_*9*9*9*9*9",-12.8,-21.2,45,86700,9999,9999,212,442,759,62,999900,999900,999900,99990,13,0,9,9,999,999,9,999999999,0,0,0,88,999,999,99]
[2005,1,22,13,0,"?9?9?9?9E0?9?9?9*9*9?9*9*9?9*9*9?9?9*9*_*9*9*9*9*9",-10.9,-20.8,40,86700,9999,9999,208,531,765,75,999900,999900,999900,99990,197,0,6,6,999,999,9,999999999,0,0,0,88,999,999,99]
[2005,1,22,14,0,"?9?9?9?9E0?9?9?9*9*9?9*9*9?9*9*9?9?9*9*_*9*9*9*9*9",-9.1999999999999993,-20.6,35,86700,9999,9999,216,553,759,78,999900,999900,999900,99990,176,0,7,7,999,999,9,999999999,0,0,0,88,999,999,99]
[2005,1,22,15,0,"?9?9?9?9E0?9?9?9*9*9?9*9*9?9?9?9?9?9*9*_*9*9*9*9*9",-7.8,-20.2,32,86700,9999,9999,205,503,737,71,999900,999900,999900,99990,22,1,0,0,999,999,9,999999999,0,0,0,88,999,999,99]
[2005,1,22,16,0,"?9?9?9?9E0?9?9?9*9*9?9*9*9?9*9*9?9?9*9*_*9*9*9*9*9",-7,-19.899999999999999,31,86700,9999,9999,214,393,685,55,999900,999900,999900,99990,198,1,2,2,999,999,9,999999999,0,0,0,88,999,999,99]
[2005,1,22,17,0,"?9?9?9?9E0?9?9?9*9*9?9*9*9?9*9*9?9?9*9*_*9*9*9*9*9",-7.4,-20,31,86700,9999,9999,227,246,523,35,999900,999900,999900,99990,95,1,8,8,999,999,9,999999999,0,0,0,88,999,999,99]
[2005,1,22,18,0,"?9?9?9?9E0?9?9?9*9*9?9*9*9?9*9*9?9?9*9*_*9*9*9*9*9",-8.3000000000000007,-20.3,33,86700,9999,9999,228,92,0,13,999900,999900,999900,99990,296,1,9,9,999,999,9,999999999,0,0,0,88,999,999,99]
[2005,1,22,19,0,"?9?9?9?9E0?9?9?9*9*9?9*9*9?9*9*9?9?9*9*_*9*9*9*9*9",-9.5,-20.8,35,86700,9999,9999,223,0,0,0,999900,999900,999900,99990,282,1,9,9,999,999,9,999999999,0,0,0,88,999,999,99]
[2005,1,22,20,0,"?9?9?9?9E0?9?9?9*9*9?9*9*9?9*9*9?9?9*9*_*9*9*9*9*9",-10.8,-21.1,39,86700,9999,9999,208,0,0,0,999900,999900,999900,99990,293,1,6,6,999,999,9,999999999,0,0,0,88,999,999,99]
[2005,1,22,21,0,"?9?9?9?9E0?9?9?9*9*9?9*9*9?9?9?9?9?9*9*_*9*9*9*9*9",-11.9,-21.4,41,86700,9999,9999,195,0,0,0,999900,999900,999900,99990,315,3,1,1,999,999,9,999999999,0,0,0,88,999,999,99]
[2005,1,22,22,0,"?9?9?9?9E0?9?9?9*9*9?9*9*9?9*9*9?9?9*9*_*9*9*9*9*9",-12.6,-21.7,43,86700,9999,9999,202,0,0,0,999900,999900,999900,99990,278,3,6,6,999,999,9,999999999,0,0,0,88,999,999,99]
[2005,1,22,23,0,"?9?9?9?9E0?9?9?9*9*9?9*9*9?9*9*9?9?9*9*_*9*9*9*9*9",-13,-21.7,44,86700,9999,9999,188,0,0,0,999900,999900,999900,99990,317,3,0,0,999,999,9,999999999,0,0,0,88,999,999,99]
[2005,1,22,24,0,"?9?9?9?9E0?9?9?9*9*9?9*9*9?9*9*9?9?9*9*_*9*9*9*9*9",-13.3,-21.5,46,86700,9999,9999,195,0,0,0,999900,999900,999900,99990,264,3,3,3,999,999,9,999999999,0,0,0,88,999,999,99]
[2005,1,23,1,0,"?9?9?9?9E0?9?9?9*9*9?9*9*9?9*9*9?9?9*9*_*9*9*9*9*9",-13.6,-21.5,47,87000,9999,9999,186,0,0,0,999900,999900,999900,99990,328,3,0,0,999,999,9,999999999,0,0,0,88,999,999,99]
[2005,1,23,2,0,"?9?9?9?9E0?9?9?9*9*9?9*9*9?9*9*9?9?9*9*_*9*9*9*9*9",-14,-21.3,50,87000,9999,9999,208,0,0,0,999900,999900,999900,99990,294,3,9,9,999,999,9,999999999,0,0,0,88,999,999,99]
[2005,1,23,3,0,"?9?9?9?9E0?9?9?9*9*9?9*9*9?9?9?9?9?9*9*_*9*9*9*9*9",-14.7,-21.5,53,87000,9999,9999,191,0,0,0,999900,999900,999900,99990,45,2,3,3,999,999,9,999999999,0,0,0,88,999,999,99]
[2005,1,23,4,0,"?9?9?9?9E0?9?9?9*9*9?9*9*9?9*9*9?9?9*9*_*9*9*9*9*9",-15.8,-21.6,57,87000,9999,9999,191,0,0,0,999900,999900,999900,99990,215,2,5,5,999,999,9,999999999,0,0,0,88,999,999,99]
[2005,1,23,5,0,"?9?9?9?9E0?9?9?9*9*9?9*9*9?9*9*9?9?9*9*_*9*9*9*9*9",-17.100000000000001,-22,63,87000,9999,9999,187,0,0,0,999900,999900,999900,99990,144,2,5,5,999,999,9,999999999,0,0,0,88,999,999,99]
[2005,1,23,6,0,"?9?9?9?9E0?9?9?9*9*9?9*9*9?9*9*9?9?9*9*_*9*9*9*9*9",-18.3,-22.5,67,87000,9999,9999,176,0,0,0,999900,999900,999900,99990,139,2,1,1,999,999,9,999999999,0,0,0,88,999,999,99]
[2005,1,23,7,0,"?9?9?9?9E0?9?9?9*9*9?9*9*9?9*9*9?9?9*9*_*9*9*9*9*9",-19.2,-22.7,72,87000,9999,9999,170,0,0,0,999900,999900,999900,99990,278,2,0,0,999,999,9,999999999,0,0,0,88,999,999,99]
[2005,1,23,8,0,"?9?9?9?9E0?9?9?9*9*9?9*9*9?9*9*9?9?9*9*_*9*9*9*9*9",-19.600000000000001,-22.7,74,87000,9999,9999,179,0,0,0,999900,999900,999900,99990,226,2,5,5,999,999,9,999999999,0,0,0,88,999,999,99]
[2005,1,23,9,0,"?9?9?9?9E0?9?9?9*9*9?9*9*9?9?9?9?9?9*9*_*9*9*9*9*9",-19.5,-22.7,74,87000,9999,9999,175,10,52,2,999900,999900,999900,99990,67,1,2,2,999,999,9,999999999,0,0,0,88,999,999,99]
[2005,1,23,10,0,"?9?9?9?9E0?9?9?9*9*9?9*9*9?9*9*9?9?9*9*_*9*9*9*9*9",-19,-22.5,71,87000,9999,9999,182,188,535,24,999900,999900,999900,99990,351,1,6,6,999,999,9,999999999,0,0,0,88,999,999,99]
[2005,1,23,11,0,"?9?9?9?9E0?9?9?9*9*9?9*9*9?9*9*9?9?9*9*_*9*9*9*9*9",-18.100000000000001,-22.3,67,87000,9999,9999,173,378,739,49,999900,999900,999900,99990,341,1,0,0,999,999,9,999999999,0,0,0,88,999,999,99]
[2005,1,23,12,0,"?9?9?9?9E0?9?9?9*9*9?9*9*9?9*9*9?9?9*9*_*9*9*9*9*9",-16.7,-21.8,62,87000,9999,9999,177,456,733,93,999900,999900,999900,99990,170,1,0,0,999,999,9,999999999,0,0,0,88,999,999,99]
[2005,1,23,13,0,"?9?9?9?9E0?9?9?9*9*9?9*9*9?9*9*9?9?9*9*_*9*9*9*9*9",-14.9,-21.3,55,87000,9999,9999,205,321,0,321,999900,999900,999900,99990,194,1,9,9,999,999,9,999999999,0,0,0,88,999,999,99]
[2005,1,23,14,0,"?9?9?9?9E0?9?9?9*9*9?9*9*9?9*9*9?9?9*9*_*9*9*9*9*9",-12.8,-20.399999999999999,49,87000,9999,9999,201,569,759,116,999900,999900,999900,99990,162,1,5,5,999,999,9,999999999,0,0,0,88,999,999,99]
[2005,1,23,15,0,"?9?9?9?9E0?9?9?9*9*9?9*9*9?9?9?9?9?9*9*_*9*9*9*9*9",-10.199999999999999,-19.2,44,87000,9999,9999,210,620,738,80,999900,999900,999900,99990,22,3,5,5,999,999,9,999999999,0,0,0,88,999,999,99]
[2005,1,23,16,0,"?9?9?9?9E0?9?9?9*9*9?9*9*9?9*9*9?9?9*9*_*9*9*9*9*9",-8.3000000000000007,-18.2,41,87000,9999,9999,222,405,687,83,999900,999900,999900,99990,82,3,7,7,999,999,9,999999999,0,0,0,88,999,999,99]
[2005,1,23,17,0,"?9?9?9?9E0?9?9?9*9*9?9*9*9?9*9*9?9?9*9*_*9*9*9*9*9",-8.6,-18.8,40,87000,9999,9999,214,149,0,149,999900,999900,999900,99990,170,3,4,4,999,999,9,999999999,0,0,0,88,999,999,99]
[2005,1,23,18,0,"?9?9?9?9E0?9?9?9*9*9?9*9*9?9*9*9?9?9*9*_*9*9*9*9*9",-9.5,-19.7,39,87000,9999,9999,216,96,0,20,999900,999900,999900,99990,27,3,7,7,999,999,9,999999999,0,0,0,88,999,999,99]
[2005,1,23,19,0,"?9?9?9?9E0?9?9?9*9*9?9*9*9?9*9*9?9?9*9*_*9*9*9*9*9",-10.7,-20.6,40,87000,9999,9999,196,0,0,0,999900,999900,999900,99990,135,3,0,0,999,999,9,999999999,0,0,0,88,999,999,99]
[2005,1,23,20,0,"?9?9?9?9E0?9?9?9*9*9?9*9*9?9*9*9?9?9*9*_*9*9*9*9*9",-12,-21.5,41,87000,9999,9999,191,0,0,0,999900,999900,999900,99990,98,3,0,0,999,999,9,999999999,0,0,0,88,999,999,99]
[2005,1,23,21,0,"?9?9?9?9E0?9?9?9*9*9?9*9*9?9?9?9?9?9*9*_*9*9*9*9*9",-13.3,-22.3,43,87000,9999,9999,198,0,0,0,999900,999900,999900,99990,22,3,5,5,999,999,9,999999999,0,0,0,88,999,999,99]
[2005,1,23,22,0,"?9?9?9?9E0?9?9?9*9*9?9*9*9?9*9*9?9?9*9*_*9*9*9*9*9",-14.4,-22.9,45,87000,9999,9999,187,0,0,0,999900,999900,999900,99990,272,3,1,1,999,999,9,999999999,0,0,0,88,999,999,99]
[2005,1,23,23,0,"?9?9?9?9E0?9?9?9*9*9?9*9*9?9*9*9?9?9*9*_*9*9*9*9*9",-15.2,-23.2,47,87000,9999,9999,195,0,0,0,999900,999900,999900,99990,263,3,7,7,999,999,9,999999999,0,0,0,88,999,999,99]
[2005,1,23,24,0,"?9?9?9?9E0?9?9?9*9*9?9*9*9?9*9*9?9?9*9*_*9*9*9*9*9",-16,-23.6,48,87000,9999,9999,186,0,0,0,999900,999900,999900,99990,171,3,3,3,999,999,9,999999999,0,0,0,88,999,999,99]
[2005,1,24,1,0,"?9?9?9?9E0?9?9?9*9*9?9*9*9?9*9*9?9?9*9*_*9*9*9*9*9",-16.7,-23.8,51,87230,9999,9999,185,0,0,0,999900,999900,999900,99990,256,3,4,4,999,999,9,999999999,0,0,0,88,999,999,99]
[2005,1,24,2,0,"?9?9?9?9E0?9?9?9*9*9?9*9*9?9*9*9?9?9*9*_*9*9*9*9*9",-17.5,-24.2,52,87230,9999,9999,173,0,0,0,999900,999900,999900,99990,132,3,0,0,999,999,9,999999999,0,0,0,88,999,999,99]
[2005,1,24,3,0,"?9?9?9?9E0?9?9?9*9*9?9*9*9?9?9?9?9?9*9*_*9*9*9*9*9",-18.399999999999999,-24.4,56,87230,9999,9999,185,0,0,0,999900,999900,999900,99990,0,0,7,7,999,999,9,999999999,0,0,0,88,999,999,99]
[2005,1,24,4,0,"?9?9?9?9E0?9?9?9*9*9?9*9*9?9*9*9?9?9*9*_*9*9*9*9*9",-19.5,-24.8,59,87230,9999,9999,188,0,0,0,999900,999900,999900,99990,344,0,9,9,999,999,9,999999999,0,0,0,88,999,999,99]
[2005,1,24,5,0,"?9?9?9?9E0?9?9?9*9*9?9*9*9?9*9*9?9?9*9*_*9*9*9*9*9",-20.5,-25.3,63,87230,9999,9999,185,0,0,0,999900,999900,999900,99990,3,0,9,9,999,999,9,999999999,0,0,0,88,999,999,99]
[2005,1,24,6,0,"?9?9?9?9E0?9?9?9*9*9?9*9*9?9*9*9?9?9*9*_*9*9*9*9*9",-21.5,-25.7,66,87230,9999,9999,171,0,0,0,999900,999900,999900,99990,344,0,5,5,999,999,9,999999999,0,0,0,88,999,999,99]
[2005,1,24,7,0,"?9?9?9?9E0?9?9?9*9*9?9*9*9?9*9*9?9?9*9*_*9*9*9*9*9",-22.2,-26,69,87230,9999,9999,167,0,0,0,999900,999900,999900,99990,338,0,3,3,999,999,9,999999999,0,0,0,88,999,999,99]
[2005,1,24,8,0,"?9?9?9?9E0?9?9?9*9*9?9*9*9?9*9*9?9?9*9*_*9*9*9*9*9",-22.5,-26.2,69,87230,9999,9999,164,0,0,0,999900,999900,999900,99990,167,0,2,2,999,999,9,999999999,0,0,0,88,999,999,99]
[2005,1,24,9,0,"?9?9?9?9E0?9?9?9*9*9?9*9*9?9?9?9?9?9*9*_*9*9*9*9*9",-22.1,-26.2,67,87230,9999,9999,171,7,32,2,999900,999900,999900,99990,292,1,6,6,999,999,9,999999999,0,0,0,88,999,999,99]
[2005,1,24,10,0,"?9?9?9?9E0?9?9?9*9*9?9*9*9?9*9*9?9?9*9*_*9*9*9*9*9",-20.6,-25.3,63,87230,9999,9999,168,149,412,22,999900,999900,999900,99990,89,1,1,1,999,999,9,999999999,0,0,0,88,999,999,99]
[2005,1,24,11,0,"?9?9?9?9E0?9?9?9*9*9?9*9*9?9*9*9?9?9*9*_*9*9*9*9*9",-18.2,-24.2,56,87230,9999,9999,193,299,599,45,999900,999900,999900,99990,307,1,9,9,999,999,9,999999999,0,0,0,88,999,999,99]
[2005,1,24,12,0,"?9?9?9?9E0?9?9?9*9*9?9*9*9?9*9*9?9?9*9*_*9*9*9*9*9",-15.3,-22.6,50,87230,9999,9999,199,430,735,64,999900,999900,999900,99990,348,1,8,8,999,999,9,999999999,0,0,0,88,999,999,99]
[2005,1,24,13,0,"?9?9?9?9E0?9?9?9*9*9?9*9*9?9*9*9?9?9*9*_*9*9*9*9*9",-12.2,-21.5,42,87230,9999,9999,206,515,766,77,999900,999900,999900,99990,134,1,7,7,999,999,9,999999999,0,0,0,88,999,999,99]
[2005,1,24,14,0,"?9?9?9?9E0?9?9?9*9*9?9*9*9?9*9*9?9?9*9*_*9*9*9*9*9",-9.5,-20.7,35,87230,9999,9999,209,537,760,80,999900,999900,999900,99990,12,1,4,4,999,999,9,999999999,0,0,0,88,999,999,99]
[2005,1,24,15,0,"?9?9?9?9E0?9?9?9*9*9?9*9*9?9?9?9?9?9*9*_*9*9*9*9*9",-7.4,-20.3,31,87230,9999,9999,218,489,739,73,999900,999900,999900,99990,247,2,5,5,999,999,9,999999999,0,0,0,88,999,999,99]
[2005,1,24,16,0,"?9?9?9?9E0?9?9?9*9*9?9*9*9?9*9*9?9?9*9*_*9*9*9*9*9",-6.5,-20.100000000000001,29,87230,9999,9999,209,383,689,57,999900,999900,999900,99990,130,2,0,0,999,999,9,999999999,0,0,0,88,999,999,99]
[2005,1,24,17,0,"?9?9?9?9E0?9?9?9*9*9?9*9*9?9*9*9?9?9*9*_*9*9*9*9*9",-6.9,-20.399999999999999,29,87230,9999,9999,233,241,536,36,999900,999900,999900,99990,190,2,9,9,999,999,9,999999999,0,0,0,88,999,999,99]
[2005,1,24,18,0,"?9?9?9?9E0?9?9?9*9*9?9*9*9?9*9*9?9?9*9*_*9*9*9*9*9",-7.9,-20.7,31,87230,9999,9999,218,54,0,12,999900,999900,999900,99990,20,2,6,6,999,999,9,999999999,0,0,0,88,999,999,99]
[2005,1,24,19,0,"?9?9?9?9E0?9?9?9*9*9?9*9*9?9*9*9?9?9*9*_*9*9*9*9*9",-9.1999999999999993,-21,34,87230,9999,9999,219,0,0,0,999900,999900,999900,99990,23,2,8,8,999,999,9,999999999,0,0,0,88,999,999,99]
[2005,1,24,20,0,"?9?9?9?9E0?9?9?9*9*9?9*9*9?9*9*9?9?9*9*_*9*9*9*9*9",-10.8,-21.5,37,87230,9999,9999,214,0,0,0,999900,999900,999900,99990,165,2,8,8,999,999,9,999999999,0,0,0,88,999,999,99]
[2005,1,24,21,0,"?9?9?9?9E0?9?9?9*9*9?9*9*9?9?9?9?9?9*9*_*9*9*9*9*9",-12.4,-22,41,87230,9999,9999,213,0,0,0,999900,999900,999900,99990,0,0,9,9,999,999,9,999999999,0,0,0,88,999,999,99]
[2005,1,24,22,0,"?9?9?9?9E0?9?9?9*9*9?9*9*9?9*9*9?9?9*9*_*9*9*9*9*9",-13.8,-22.3,45,87230,9999,9999,204,0,0,0,999900,999900,999900,99990,49,0,8,8,999,999,9,999999999,0,0,0,88,999,999,99]
[2005,1,24,23,0,"?9?9?9?9E0?9?9?9*9*9?9*9*9?9*9*9?9?9*9*_*9*9*9*9*9",-15,-22.6,48,87230,9999,9999,196,0,0,0,999900,999900,999900,99990,272,0,7,7,999,999,9,999999999,0,0,0,88,999,999,99]
[2005,1,24,24,0,"?9?9?9?9E0?9?9?9*9*9?9*9*9?9*9*9?9?9*9*_*9*9*9*9*9",-16,-23,51,87230,9999,9999,200,0,0,0,999900,999900,999900,99990,135,0,9,9,999,999,9,999999999,0,0,0,88,999,999,99]
[2005,1,25,1,0,"?9?9?9?9E0?9?9?9*9*9?9*9*9?9*9*9?9?9*9*_*9*9*9*9*9",-17,-23.5,54,86730,9999,9999,186,0,0,0,999900,999900,999900,99990,199,0,5,5,999,999,9,999999999,0,0,0,88,999,999,99]
[2005,1,25,2,0,"?9?9?9?9E0?9?9?9*9*9?9*9*9?9*9*9?9?9*9*_*9*9*9*9*9",-17.899999999999999,-23.6,57,86730,9999,9999,190,0,0,0,999900,999900,999900,99990,247,0,8,8,999,999,9,999999999,0,0,0,88,999,999,99]
[2005,1,25,3,0,"?9?9?9?9E0?9?9?9*9*9?9*9*9?9?9?9?9?9*9*_*9*9*9*9*9",-18.8,-23.8,61,86730,9999,9999,178,0,0,0,999900,999900,999900,99990,0,0,3,3,999,999,9,999999999,0,0,0,88,999,999,99]
[2005,1,25,4,0,"?9?9?9?9E0?9?9?9*9*9?9*9*9?9*9*9?9?9*9*_*9*9*9*9*9",-19.7,-24.2,64,86730,9999,9999,181,0,0,0,999900,999900,999900,99990,53,0,7,7,999,999,9,999999999,0,0,0,88,999,999,99]
[2005,1,25,5,0,"?9?9?9?9E0?9?9?9*9*9?9*9*9?9*9*9?9?9*9*_*9*9*9*9*9",-20.6,-24.4,68,86730,9999,9999,172,0,0,0,999900,999900,999900,99990,18,0,3,3,999,999,9,999999999,0,0,0,88,999,999,99]
[2005,1,25,6,0,"?9?9?9?9E0?9?9?9*9*9?9*9*9?9*9*9?9?9*9*_*9*9*9*9*9",-21.3,-24.9,70,86730,9999,9999,183,0,0,0,999900,999900,999900,99990,128,0,9,9,999,999,9,999999999,0,0,0,88,999,999,99]
[2005,1,25,7,0,"?9?9?9?9E0?9?9?9*9*9?9*9*9?9*9*9?9?9*9*_*9*9*9*9*9",-21.8,-25.1,72,86730,9999,9999,171,0,0,0,999900,999900,999900,99990,112,0,5,5,999,999,9,999999999,0,0,0,88,999,999,99]
[2005,1,25,8,0,"?9?9?9?9E0?9?9?9*9*9?9*9*9?9*9*9?9?9*9*_*9*9*9*9*9",-22,-25.3,72,86730,9999,9999,177,0,0,0,999900,999900,999900,99990,164,0,8,8,999,999,9,999999999,0,0,0,88,999,999,99]
[2005,1,25,9,0,"?9?9?9?9E0?9?9?9*9*9?9*9*9?9?9?9?9?9*9*_*9*9*9*9*9",-21.9,-25.5,70,86730,9999,9999,164,8,37,2,999900,999900,999900,99990,0,0,1,1,999,999,9,999999999,0,0,0,88,999,999,99]
[2005,1,25,10,0,"?9?9?9?9E0?9?9?9*9*9?9*9*9?9*9*9?9?9*9*_*9*9*9*9*9",-20.3,-24.7,65,86730,9999,9999,182,152,415,23,999900,999900,999900,99990,97,0,8,8,999,999,9,999999999,0,0,0,88,999,999,99]
[2005,1,25,11,0,"?9?9?9?9E0?9?9?9*9*9?9*9*9?9*9*9?9?9*9*_*9*9*9*9*9",-17.3,-23.1,57,86730,9999,9999,187,302,599,45,999900,999900,999900,99990,355,0,6,6,999,999,9,999999999,0,0,0,88,999,999,99]
[2005,1,25,12,0,"?9?9?9?9E0?9?9?9*9*9?9*9*9?9*9*9?9?9*9*_*9*9*9*9*9",-13.5,-20.9,50,86730,9999,9999,195,433,734,65,999900,999900,999900,99990,105,0,3,3,999,999,9,999999999,0,0,0,88,999,999,99]
[2005,1,25,13,0,"?9?9?9?9E0?9?9?9*9*9?9*9*9?9*9*9?9?9*9*_*9*9*9*9*9",-9.5,-19,42,86730,9999,9999,225,519,767,78,999900,999900,999900,99990,259,0,9,9,999,999,9,999999999,0,0,0,88,999,999,99]
[2005,1,25,14,0,"?9?9?9?9E0?9?9?9*9*9?9*9*9?9*9*9?9?9*9*_*9*9*9*9*9",-5.9,-17.7,34,86730,9999,9999,217,540,761,81,999900,999900,999900,99990,300,0,1,1,999,999,9,999999999,0,0,0,88,999,999,99]
[2005,1,25,15,0,"?9?9?9?9E0?9?9?9*9*9?9*9*9?9?9?9?9?9*9*_*9*9*9*9*9",-3.4,-17.3,29,86730,9999,9999,234,492,741,74,999900,999900,999900,99990,202,1,5,5,999,999,9,999999999,0,0,0,88,999,999,99]
[2005,1,25,16,0,"?9?9?9?9E0?9?9?9*9*9?9*9*9?9*9*9?9?9*9*_*9*9*9*9*9",-2.5,-17.7,26,86730,9999,9999,237,386,691,58,999900,999900,999900,99990,307,1,5,5,999,999,9,999999999,0,0,0,88,999,999,99]
[2005,1,25,17,0,"?9?9?9?9E0?9?9?9*9*9?9*9*9?9*9*9?9?9*9*_*9*9*9*9*9",-3,-18.5,25,86730,9999,9999,243,244,542,37,999900,999900,999900,99990,182,1,8,8,999,999,9,999999999,0,0,0,88,999,999,99]
[2005,1,25,18,0,"?9?9?9?9E0?9?9?9*9*9?9*9*9?9*9*9?9?9*9*_*9*9*9*9*9",-4.3,-19.2,26,86730,9999,9999,226,55,0,13,999900,999900,999900,99990,175,1,3,3,999,999,9,999999999,0,0,0,88,999,999,99]
[2005,1,25,19,0,"?9?9?9?9E0?9?9?9*9*9?9*9*9?9*9*9?9?9*9*_*9*9*9*9*9",-6,-20,28,86730,9999,9999,236,0,0,0,999900,999900,999900,99990,161,1,9,9,999,999,9,999999999,0,0,0,88,999,999,99]
[2005,1,25,20,0,"?9?9?9?9E0?9?9?9*9*9?9*9*9?9*9*9?9?9*9*_*9*9*9*9*9",-7.9,-20.6,31,86730,9999,9999,208,0,0,0,999900,999900,999900,99990,286,1,1,1,999,999,9,999999999,0,0,0,88,999,999,99]
[2005,1,25,21,0,"?9?9?9?9E0?9?9?9*9*9?9*9*9?9?9?9?9?9*9*_*9*9*9*9*9",-9.6999999999999993,-21.1,35,86730,9999,9999,214,0,0,0,999900,999900,999900,99990,247,1,7,7,999,999,9,999999999,0,0,0,88,999,999,99]
[2005,1,25,22,0,"?9?9?9?9E0?9?9?9*9*9?9*9*9?9*9*9?9?9*9*_*9*9*9*9*9",-11.1,-21.2,39,86730,9999,9999,218,0,0,0,999900,999900,999900,99990,222,1,9,9,999,999,9,999999999,0,0,0,88,999,999,99]
[2005,1,25,23,0,"?9?9?9?9E0?9?9?9*9*9?9*9*9?9*9*9?9?9*9*_*9*9*9*9*9",-12,-21.2,42,86730,9999,9999,199,0,0,0,999900,999900,999900,99990,161,1,3,3,999,999,9,999999999,0,0,0,88,999,999,99]
[2005,1,25,24,0,"?9?9?9?9E0?9?9?9*9*9?9*9*9?9*9*9?9?9*9*_*9*9*9*9*9",-12.7,-21.1,46,86730,9999,9999,197,0,0,0,999900,999900,999900,99990,174,1,3,3,999,999,9,999999999,0,0,0,88,999,999,99]
[2005,1,26,1,0,"?9?9?9?9E0?9?9?9*9*9?9*9*9?9*9*9?9?9*9*_*9*9*9*9*9",-13.2,-20.8,49,86540,9999,9999,194,0,0,0,999900,999900,999900,99990,277,1,2,2,999,999,9,999999999,0,0,0,88,999,999,99]
[2005,1,26,2,0,"?9?9?9?9E0?9?9?9*9*9?9*9*9?9*9*9?9?9*9*_*9*9*9*9*9",-13.6,-20.6,51,86540,9999,9999,198,0,0,0,999900,999900,999900,99990,130,1,5,5,999,999,9,999999999,0,0,0,88,999,999,99]
[2005,1,26,3,0,"?9?9?9?9E0?9?9?9*9*9?9*9*9?9?9?9?9?9*9*_*9*9*9*9*9",-13.9,-20.5,54,86540,9999,9999,199,0,0,0,999900,999900,999900,99990,225,1,6,6,999,999,9,999999999,0,0,0,88,999,999,99]
[2005,1,26,4,0,"?9?9?9?9E0?9?9?9*9*9?9*9*9?9*9*9?9?9*9*_*9*9*9*9*9",-14.3,-20.5,56,86540,9999,9999,189,0,0,0,999900,999900,999900,99990,286,1,1,1,999,999,9,999999999,0,0,0,88,999,999,99]
[2005,1,26,5,0,"?9?9?9?9E0?9?9?9*9*9?9*9*9?9*9*9?9?9*9*_*9*9*9*9*9",-14.7,-20.8,56,86540,9999,9999,199,0,0,0,999900,999900,999900,99990,37,1,7,7,999,999,9,999999999,0,0,0,88,999,999,99]
[2005,1,26,6,0,"?9?9?9?9E0?9?9?9*9*9?9*9*9?9*9*9?9?9*9*_*9*9*9*9*9",-15.1,-21.1,57,86540,9999,9999,183,0,0,0,999900,999900,999900,99990,271,1,0,0,999,999,9,999999999,0,0,0,88,999,999,99]
[2005,1,26,7,0,"?9?9?9?9E0?9?9?9*9*9?9*9*9?9*9*9?9?9*9*_*9*9*9*9*9",-15.3,-21.4,56,86540,9999,9999,188,0,0,0,999900,999900,999900,99990,279,1,2,2,999,999,9,999999999,0,0,0,88,999,999,99]
[2005,1,26,8,0,"?9?9?9?9E0?9?9?9*9*9?9*9*9?9*9*9?9?9*9*_*9*9*9*9*9",-15.4,-21.7,55,86540,9999,9999,194,0,0,0,999900,999900,999900,99990,109,1,6,6,999,999,9,999999999,0,0,0,88,999,999,99]
[2005,1,26,9,0,"?9?9?9?9E0?9?9?9*9*9?9*9*9?9?9?9?9?9*9*_*9*9*9*9*9",-13.1,-20.100000000000001,52,86540,9999,9999,204,9,38,3,999900,999900,999900,99990,315,2,7,7,999,999,9,999999999,0,0,0,88,999,999,99]
[2005,1,26,10,0,"?9?9?9?9E0?9?9?9*9*9?9*9*9?9*9*9?9?9*9*_*9*9*9*9*9",-10.199999999999999,-18.100000000000001,48,86540,9999,9999,203,246,613,54,999900,999900,999900,99990,66,2,1,1,999,999,9,999999999,0,0,0,88,999,999,99]
[2005,1,26,11,0,"?9?9?9?9E0?9?9?9*9*9?9*9*9?9*9*9?9?9*9*_*9*9*9*9*9",-8,-17.100000000000001,44,86540,9999,9999,214,179,284,57,999900,999900,999900,99990,199,2,2,2,999,999,9,999999999,0,0,0,88,999,999,99]
[2005,1,26,12,0,"?9?9?9?9E0?9?9?9*9*9?9*9*9?9*9*9?9?9*9*_*9*9*9*9*9",-6.2,-16.600000000000001,39,86540,9999,9999,222,630,761,138,999900,999900,999900,99990,331,2,3,3,999,999,9,999999999,0,0,0,88,999,999,99]
[2005,1,26,13,0,"?9?9?9?9E0?9?9?9*9*9?9*9*9?9*9*9?9?9*9*_*9*9*9*9*9",-4.8,-16.5,35,86540,9999,9999,235,307,395,98,999900,999900,999900,99990,11,2,7,7,999,999,9,999999999,0,0,0,88,999,999,99]
[2005,1,26,14,0,"?9?9?9?9E0?9?9?9*9*9?9*9*9?9*9*9?9?9*9*_*9*9*9*9*9",-3.6,-16.5,32,86540,9999,9999,239,320,431,102,999900,999900,999900,99990,290,2,7,7,999,999,9,999999999,0,0,0,88,999,999,99]
[2005,1,26,15,0,"?9?9?9?9E0?9?9?9*9*9?9*9*9?9?9?9?9?9*9*_*9*9*9*9*9",-2.4,-16,30,86540,9999,9999,233,292,459,93,999900,999900,999900,99990,337,6,2,2,999,999,9,999999999,0,0,0,88,999,999,99]
[2005,1,26,16,0,"?9?9?9?9E0?9?9?9*9*9?9*9*9?9*9*9?9?9*9*_*9*9*9*9*9",-1.6,-15.4,30,86540,9999,9999,245,229,494,73,999900,999900,999900,99990,237,6,6,6,999,999,9,999999999,0,0,0,88,999,999,99]
[2005,1,26,17,0,"?9?9?9?9E0?9?9?9*9*9?9*9*9?9*9*9?9?9*9*_*9*9*9*9*9",-1.9,-15.3,31,86540,9999,9999,238,393,548,86,999900,999900,999900,99990,331,6,3,3,999,999,9,999999999,0,0,0,88,999,999,99]
[2005,1,26,18,0,"?9?9?9?9E0?9?9?9*9*9?9*9*9?9*9*9?9?9*9*_*9*9*9*9*9",-2.8,-15.4,33,86540,9999,9999,237,155,0,34,999900,999900,999900,99990,260,6,4,4,999,999,9,999999999,0,0,0,88,999,999,99]
[2005,1,26,19,0,"?9?9?9?9E0?9?9?9*9*9?9*9*9?9*9*9?9?9*9*_*9*9*9*9*9",-3.9,-15.6,36,86540,9999,9999,225,0,0,0,999900,999900,999900,99990,225,6,1,1,999,999,9,999999999,0,0,0,88,999,999,99]
[2005,1,26,20,0,"?9?9?9?9E0?9?9?9*9*9?9*9*9?9*9*9?9?9*9*_*9*9*9*9*9",-5.2,-16,38,86540,9999,9999,238,0,0,0,999900,999900,999900,99990,16,6,8,8,999,999,9,999999999,0,0,0,88,999,999,99]
[2005,1,26,21,0,"?9?9?9?9E0?9?9?9*9*9?9*9*9?9?9?9?9?9*9*_*9*9*9*9*9",-6.4,-16.600000000000001,40,86540,9999,9999,225,0,0,0,999900,999900,999900,99990,22,2,5,5,999,999,9,999999999,0,0,0,88,999,999,99]
[2005,1,26,22,0,"?9?9?9?9E0?9?9?9*9*9?9*9*9?9*9*9?9?9*9*_*9*9*9*9*9",-7.4,-17.2,41,86540,9999,9999,223,0,0,0,999900,999900,999900,99990,244,2,6,6,999,999,9,999999999,0,0,0,88,999,999,99]
[2005,1,26,23,0,"?9?9?9?9E0?9?9?9*9*9?9*9*9?9*9*9?9?9*9*_*9*9*9*9*9",-8.1999999999999993,-17.8,42,86540,9999,9999,231,0,0,0,999900,999900,999900,99990,235,2,9,9,999,999,9,999999999,0,0,0,88,999,999,99]
[2005,1,26,24,0,"?9?9?9?9E0?9?9?9*9*9?9*9*9?9*9*9?9?9*9*_*9*9*9*9*9",-8.8000000000000007,-18.100000000000001,43,86540,9999,9999,214,0,0,0,999900,999900,999900,99990,187,2,4,4,999,999,9,999999999,0,0,0,88,999,999,99]
[2005,1,27,1,0,"?9?9?9?9E0?9?9?9*9*9?9*9*9?9*9*9?9?9*9*_*9*9*9*9*9",-9.4,-18.399999999999999,44,87160,9999,9999,218,0,0,0,999900,999900,999900,99990,105,2,7,7,999,999,9,999999999,0,0,0,88,999,999,99]
[2005,1,27,2,0,"?9?9?9?9E0?9?9?9*9*9?9*9*9?9*9*9?9?9*9*_*9*9*9*9*9",-9.9,-18.3,47,87160,9999,9999,210,0,0,0,999900,999900,999900,99990,147,2,4,4,999,999,9,999999999,0,0,0,88,999,999,99]
[2005,1,27,3,0,"?9?9?9?9E0?9?9?9*9*9?9*9*9?9?9?9?9?9*9*_*9*9*9*9*9",-10.5,-18,50,87160,9999,9999,218,0,0,0,999900,999900,999900,99990,90,1,8,8,999,999,9,999999999,0,0,0,88,999,999,99]
[2005,1,27,4,0,"?9?9?9?9E0?9?9?9*9*9?9*9*9?9*9*9?9?9*9*_*9*9*9*9*9",-11.1,-17.600000000000001,55,87160,9999,9999,221,0,0,0,999900,999900,999900,99990,229,1,9,9,999,999,9,999999999,0,0,0,88,999,999,99]
[2005,1,27,5,0,"?9?9?9?9E0?9?9?9*9*9?9*9*9?9*9*9?9?9*9*_*9*9*9*9*9",-11.7,-17,62,87160,9999,9999,215,0,0,0,999900,999900,999900,99990,47,1,8,8,999,999,9,999999999,0,0,0,88,999,999,99]
[2005,1,27,6,0,"?9?9?9?9E0?9?9?9*9*9?9*9*9?9*9*9?9?9*9*_*9*9*9*9*9",-12.2,-16.399999999999999,68,87160,9999,9999,194,0,0,0,999900,999900,999900,99990,282,1,0,0,999,999,9,999999999,0,0,0,88,999,999,99]
[2005,1,27,7,0,"?9?9?9?9E0?9?9?9*9*9?9*9*9?9*9*9?9?9*9*_*9*9*9*9*9",-12.4,-15.8,73,87160,9999,9999,204,0,0,0,999900,999900,999900,99990,166,1,4,4,999,999,9,999999999,0,0,0,88,999,999,99]
[2005,1,27,8,0,"?9?9?9?9E0?9?9?9*9*9?9*9*9?9*9*9?9?9*9*_*9*9*9*9*9",-12.2,-15,78,87160,9999,9999,202,0,0,0,999900,999900,999900,99990,328,1,2,2,999,999,9,999999999,0,0,0,88,999,999,99]
[2005,1,27,9,0,"?9?9?9?9E0?9?9?9*9*9?9*9*9?9?9?9?9?9*9*_*9*9*9*9*9",-11.6,-14.2,79,87160,9999,9999,214,17,76,4,999900,999900,999900,99990,45,2,7,7,999,999,9,999999999,0,0,0,88,999,999,99]
[2005,1,27,10,0,"?9?9?9?9E0?9?9?9*9*9?9*9*9?9*9*9?9?9*9*_*9*9*9*9*9",-10.4,-13.3,77,87160,9999,9999,222,154,360,40,999900,999900,999900,99990,263,2,8,8,999,999,9,999999999,0,0,0,88,999,999,99]
[2005,1,27,11,0,"?9?9?9?9E0?9?9?9*9*9?9*9*9?9*9*9?9?9*9*_*9*9*9*9*9",-8.9,-12.5,73,87160,9999,9999,208,326,622,56,999900,999900,999900,99990,264,2,0,0,999,999,9,999999999,0,0,0,88,999,999,99]
[2005,1,27,12,0,"?9?9?9?9E0?9?9?9*9*9?9*9*9?9*9*9?9?9*9*_*9*9*9*9*9",-7.5,-11.9,68,87160,9999,9999,227,465,759,79,999900,999900,999900,99990,211,2,6,6,999,999,9,999999999,0,0,0,88,999,999,99]
[2005,1,27,13,0,"?9?9?9?9E0?9?9?9*9*9?9*9*9?9*9*9?9?9*9*_*9*9*9*9*9",-6.4,-11.7,62,87160,9999,9999,229,556,768,95,999900,999900,999900,99990,199,2,5,5,999,999,9,999999999,0,0,0,88,999,999,99]
[2005,1,27,14,0,"?9?9?9?9E0?9?9?9*9*9?9*9*9?9*9*9?9?9*9*_*9*9*9*9*9",-5.9,-12.2,58,87160,9999,9999,233,536,762,138,999900,999900,999900,99990,343,2,6,6,999,999,9,999999999,0,0,0,88,999,999,99]
[2005,1,27,15,0,"?9?9?9?9E0?9?9?9*9*9?9*9*9?9?9?9?9?9*9*_*9*9*9*9*9",-6.3,-13.1,55,87160,9999,9999,237,287,0,287,999900,999900,999900,99990,337,5,8,8,999,999,9,999999999,0,0,0,88,999,999,99]
[2005,1,27,16,0,"?9?9?9?9E0?9?9?9*9*9?9*9*9?9*9*9?9?9*9*_*9*9*9*9*9",-7.5,-14.1,55,87160,9999,9999,232,384,695,99,999900,999900,999900,99990,186,5,8,8,999,999,9,999999999,0,0,0,88,999,999,99]
[2005,1,27,17,0,"?9?9?9?9E0?9?9?9*9*9?9*9*9?9*9*9?9?9*9*_*9*9*9*9*9",-9.1,-15.2,58,87160,9999,9999,212,264,554,45,999900,999900,999900,99990,70,5,2,2,999,999,9,999999999,0,0,0,88,999,999,99]
[2005,1,27,18,0,"?9?9?9?9E0?9?9?9*9*9?9*9*9?9*9*9?9?9*9*_*9*9*9*9*9",-10.7,-16,62,87160,9999,9999,219,98,0,25,999900,999900,999900,99990,207,5,8,8,999,999,9,999999999,0,0,0,88,999,999,99]
[2005,1,27,19,0,"?9?9?9?9E0?9?9?9*9*9?9*9*9?9*9*9?9?9*9*_*9*9*9*9*9",-11.9,-16.399999999999999,67,87160,9999,9999,204,0,0,0,999900,999900,999900,99990,93,5,3,3,999,999,9,999999999,0,0,0,88,999,999,99]
[2005,1,27,20,0,"?9?9?9?9E0?9?9?9*9*9?9*9*9?9*9*9?9?9*9*_*9*9*9*9*9",-12.3,-16,71,87160,9999,9999,203,0,0,0,999900,999900,999900,99990,42,5,3,3,999,999,9,999999999,0,0,0,88,999,999,99]
[2005,1,27,21,0,"?9?9?9?9E0?9?9?9*9*9?9*9*9?9?9?9?9?9*9*_*9*9*9*9*9",-11.8,-14.9,75,87160,9999,9999,201,0,0,0,999900,999900,999900,99990,22,3,1,1,999,999,9,999999999,0,0,0,88,999,999,99]
[2005,1,27,22,0,"?9?9?9?9E0?9?9?9*9*9?9*9*9?9*9*9?9?9*9*_*9*9*9*9*9",-11.6,-14.5,77,87160,9999,9999,214,0,0,0,999900,999900,999900,99990,97,3,7,7,999,999,9,999999999,0,0,0,88,999,999,99]
[2005,1,27,23,0,"?9?9?9?9E0?9?9?9*9*9?9*9*9?9*9*9?9?9*9*_*9*9*9*9*9",-12,-14.7,78,87160,9999,9999,196,0,0,0,999900,999900,999900,99990,229,3,0,0,999,999,9,999999999,0,0,0,88,999,999,99]
[2005,1,27,24,0,"?9?9?9?9E0?9?9?9*9*9?9*9*9?9*9*9?9?9*9*_*9*9*9*9*9",-12.9,-15.5,79,87160,9999,9999,202,0,0,0,999900,999900,999900,99990,359,3,3,3,999,999,9,999999999,0,0,0,88,999,999,99]
[2005,1,28,1,0,"?9?9?9?9E0?9?9?9*9*9?9*9*9?9*9*9?9?9*9*_*9*9*9*9*9",-13.9,-16.600000000000001,78,87400,9999,9999,197,0,0,0,999900,999900,999900,99990,73,3,3,3,999,999,9,999999999,0,0,0,88,999,999,99]
[2005,1,28,2,0,"?9?9?9?9E0?9?9?9*9*9?9*9*9?9*9*9?9?9*9*_*9*9*9*9*9",-15.1,-17.8,78,87400,9999,9999,193,0,0,0,999900,999900,999900,99990,117,3,3,3,999,999,9,999999999,0,0,0,88,999,999,99]
[2005,1,28,3,0,"?9?9?9?9E0?9?9?9*9*9?9*9*9?9?9?9?9?9*9*_*9*9*9*9*9",-16.3,-18.899999999999999,79,87400,9999,9999,203,0,0,0,999900,999900,999900,99990,0,0,9,9,999,999,9,999999999,0,0,0,88,999,999,99]
[2005,1,28,4,0,"?9?9?9?9E0?9?9?9*9*9?9*9*9?9*9*9?9?9*9*_*9*9*9*9*9",-17.3,-19.5,81,87400,9999,9999,199,0,0,0,999900,999900,999900,99990,181,0,9,9,999,999,9,999999999,0,0,0,88,999,999,99]
[2005,1,28,5,0,"?9?9?9?9E0?9?9?9*9*9?9*9*9?9*9*9?9?9*9*_*9*9*9*9*9",-18.2,-20.100000000000001,83,87400,9999,9999,187,0,0,0,999900,999900,999900,99990,58,0,6,6,999,999,9,999999999,0,0,0,88,999,999,99]
[2005,1,28,6,0,"?9?9?9?9E0?9?9?9*9*9?9*9*9?9*9*9?9?9*9*_*9*9*9*9*9",-18.899999999999999,-20.5,85,87400,9999,9999,183,0,0,0,999900,999900,999900,99990,132,0,5,5,999,999,9,999999999,0,0,0,88,999,999,99]
[2005,1,28,7,0,"?9?9?9?9E0?9?9?9*9*9?9*9*9?9*9*9?9?9*9*_*9*9*9*9*9",-19.3,-20.8,86,87400,9999,9999,179,0,0,0,999900,999900,999900,99990,135,0,3,3,999,999,9,999999999,0,0,0,88,999,999,99]
[2005,1,28,8,0,"?9?9?9?9E0?9?9?9*9*9?9*9*9?9*9*9?9?9*9*_*9*9*9*9*9",-19.399999999999999,-21,86,87400,9999,9999,192,0,0,0,999900,999900,999900,99990,263,0,9,9,999,999,9,999999999,0,0,0,88,999,999,99]
[2005,1,28,9,0,"?9?9?9?9E0?9?9?9*9*9?9*9*9?9?9?9?9?9*9*_*9*9*9*9*9",-19.100000000000001,-21,84,87400,9999,9999,185,12,55,2,999900,999900,999900,99990,0,0,7,7,999,999,9,999999999,0,0,0,88,999,999,99]
[2005,1,28,10,0,"?9?9?9?9E0?9?9?9*9*9?9*9*9?9*9*9?9?9*9*_*9*9*9*9*9",-18.100000000000001,-20.8,77,87400,9999,9999,174,164,447,21,999900,999900,999900,99990,167,0,0,0,999,999,9,999999999,0,0,0,88,999,999,99]
[2005,1,28,11,0,"?9?9?9?9E0?9?9?9*9*9?9*9*9?9*9*9?9?9*9*_*9*9*9*9*9",-16.399999999999999,-20.2,69,87400,9999,9999,183,320,637,42,999900,999900,999900,99990,96,0,1,1,999,999,9,999999999,0,0,0,88,999,999,99]
[2005,1,28,12,0,"?9?9?9?9E0?9?9?9*9*9?9*9*9?9*9*9?9?9*9*_*9*9*9*9*9",-14.1,-19.399999999999999,61,87400,9999,9999,196,456,763,59,999900,999900,999900,99990,176,0,4,4,999,999,9,999999999,0,0,0,88,999,999,99]
[2005,1,28,13,0,"?9?9?9?9E0?9?9?9*9*9?9*9*9?9*9*9?9?9*9*_*9*9*9*9*9",-11.4,-18.399999999999999,52,87400,9999,9999,202,544,769,71,999900,999900,999900,99990,327,0,2,2,999,999,9,999999999,0,0,0,88,999,999,99]
[2005,1,28,14,0,"?9?9?9?9E0?9?9?9*9*9?9*9*9?9*9*9?9?9*9*_*9*9*9*9*9",-8.1999999999999993,-17.100000000000001,45,87400,9999,9999,226,566,763,74,999900,999900,999900,99990,118,0,8,8,999,999,9,999999999,0,0,0,88,999,999,99]
[2005,1,28,15,0,"?9?9?9?9E0?9?9?9*9*9?9*9*9?9?9?9?9?9*9*_*9*9*9*9*9",-4.8,-15.4,39,87400,9999,9999,245,517,744,67,999900,999900,999900,99990,157,5,9,9,999,999,9,999999999,0,0,0,88,999,999,99]
[2005,1,28,16,0,"?9?9?9?9E0?9?9?9*9*9?9*9*9?9*9*9?9?9*9*_*9*9*9*9*9",-2.4,-14.1,36,87400,9999,9999,255,407,697,53,999900,999900,999900,99990,5,5,9,9,999,999,9,999999999,0,0,0,88,999,999,99]
[2005,1,28,17,0,"?9?9?9?9E0?9?9?9*9*9?9*9*9?9*9*9?9?9*9*_*9*9*9*9*9",-2.8,-14.6,35,87400,9999,9999,253,260,560,34,999900,999900,999900,99990,192,5,9,9,999,999,9,999999999,0,0,0,88,999,999,99]
[2005,1,28,18,0,"?9?9?9?9E0?9?9?9*9*9?9*9*9?9*9*9?9?9*9*_*9*9*9*9*9",-3.8,-15.2,37,87400,9999,9999,237,105,0,14,999900,999900,999900,99990,324,5,6,6,999,999,9,999999999,0,0,0,88,999,999,99]
[2005,1,28,19,0,"?9?9?9?9E0?9?9?9*9*9?9*9*9?9*9*9?9?9*9*_*9*9*9*9*9",-5.2,-15.7,39,87400,9999,9999,228,0,0,0,999900,999900,999900,99990,160,5,4,4,999,999,9,999999999,0,0,0,88,999,999,99]
[2005,1,28,20,0,"?9?9?9?9E0?9?9?9*9*9?9*9*9?9*9*9?9?9*9*_*9*9*9*9*9",-6.8,-16.3,42,87400,9999,9999,226,0,0,0,999900,999900,999900,99990,141,5,6,6,999,999,9,999999999,0,0,0,88,999,999,99]
[2005,1,28,21,0,"?9?9?9?9E0?9?9?9*9*9?9*9*9?9?9?9?9?9*9*_*9*9*9*9*9",-8.3000000000000007,-16.899999999999999,46,87400,9999,9999,206,0,0,0,999900,999900,999900,99990,180,1,0,0,999,999,9,999999999,0,0,0,88,999,999,99]
[2005,1,28,22,0,"?9?9?9?9E0?9?9?9*9*9?9*9*9?9*9*9?9?9*9*_*9*9*9*9*9",-9.6,-17.3,49,87400,9999,9999,208,0,0,0,999900,999900,999900,99990,256,1,2,2,999,999,9,999999999,0,0,0,88,999,999,99]
[2005,1,28,23,0,"?9?9?9?9E0?9?9?9*9*9?9*9*9?9*9*9?9?9*9*_*9*9*9*9*9",-10.6,-17.7,52,87400,9999,9999,208,0,0,0,999900,999900,999900,99990,353,1,4,4,999,999,9,999999999,0,0,0,88,999,999,99]
[2005,1,28,24,0,"?9?9?9?9E0?9?9?9*9*9?9*9*9?9*9*9?9?9*9*_*9*9*9*9*9",-11.4,-18,55,87400,9999,9999,206,0,0,0,999900,999900,999900,99990,226,1,4,4,999,999,9,999999999,0,0,0,88,999,999,99]
[2005,1,29,1,0,"?9?9?9?9E0?9?9?9*9*9?9*9*9?9*9*9?9?9*9*_*9*9*9*9*9",-12.2,-18.100000000000001,58,86600,9999,9999,193,0,0,0,999900,999900,999900,99990,230,1,0,0,999,999,9,999999999,0,0,0,88,999,999,99]
[2005,1,29,2,0,"?9?9?9?9E0?9?9?9*9*9?9*9*9?9*9*9?9?9*9*_*9*9*9*9*9",-12.8,-18.2,60,86600,9999,9999,191,0,0,0,999900,999900,999900,99990,235,1,0,0,999,999,9,999999999,0,0,0,88,999,999,99]
[2005,1,29,3,0,"?9?9?9?9E0?9?9?9*9*9?9*9*9?9?9?9?9?9*9*_*9*9*9*9*9",-13.4,-18.2,64,86600,9999,9999,213,0,0,0,999900,999900,999900,99990,0,0,9,9,999,999,9,999999999,0,0,0,88,999,999,99]
[2005,1,29,4,0,"?9?9?9?9E0?9?9?9*9*9?9*9*9?9*9*9?9?9*9*_*9*9*9*9*9",-14,-18.2,67,86600,9999,9999,211,0,0,0,999900,999900,999900,99990,66,0,9,9,999,999,9,999999999,0,0,0,88,999,999,99]
[2005,1,29,5,0,"?9?9?9?9E0?9?9?9*9*9?9*9*9?9*9*9?9?9*9*_*9*9*9*9*9",-14.6,-18.2,71,86600,9999,9999,199,0,0,0,999900,999900,999900,99990,43,0,6,6,999,999,9,999999999,0,0,0,88,999,999,99]
[2005,1,29,6,0,"?9?9?9?9E0?9?9?9*9*9?9*9*9?9*9*9?9?9*9*_*9*9*9*9*9",-15.1,-18.3,73,86600,9999,9999,193,0,0,0,999900,999900,999900,99990,28,0,3,3,999,999,9,999999999,0,0,0,88,999,999,99]
[2005,1,29,7,0,"?9?9?9?9E0?9?9?9*9*9?9*9*9?9*9*9?9?9*9*_*9*9*9*9*9",-15.4,-18.3,76,86600,9999,9999,196,0,0,0,999900,999900,999900,99990,170,0,6,6,999,999,9,999999999,0,0,0,88,999,999,99]
[2005,1,29,8,0,"?9?9?9?9E0?9?9?9*9*9?9*9*9?9*9*9?9?9*9*_*9*9*9*9*9",-15.5,-18.600000000000001,75,86600,9999,9999,191,0,0,0,999900,999900,999900,99990,186,0,3,3,999,999,9,999999999,0,0,0,88,999,999,99]
[2005,1,29,9,0,"?9?9?9?9E0?9?9?9*9*9?9*9*9?9?9?9?9?9*9*_*9*9*9*9*9",-15.4,-18.7,73,86600,9999,9999,198,13,58,3,999900,999900,999900,99990,0,0,7,7,999,999,9,999999999,0,0,0,88,999,999,99]
[2005,1,29,10,0,"?9?9?9?9E0?9?9?9*9*9?9*9*9?9*9*9?9?9*9*_*9*9*9*9*9",-14.1,-18.2,68,86600,9999,9999,191,163,433,23,999900,999900,999900,99990,158,0,1,1,999,999,9,999999999,0,0,0,88,999,999,99]
[2005,1,29,11,0,"?9?9?9?9E0?9?9?9*9*9?9*9*9?9*9*9?9?9*9*_*9*9*9*9*9",-11.4,-16.8,61,86600,9999,9999,197,315,613,45,999900,999900,999900,99990,30,0,0,0,999,999,9,999999999,0,0,0,88,999,999,99]
[2005,1,29,12,0,"?9?9?9?9E0?9?9?9*9*9?9*9*9?9*9*9?9?9*9*_*9*9*9*9*9",-7.9,-14.8,54,86600,9999,9999,234,448,745,65,999900,999900,999900,99990,54,0,9,9,999,999,9,999999999,0,0,0,88,999,999,99]
[2005,1,29,13,0,"?9?9?9?9E0?9?9?9*9*9?9*9*9?9*9*9?9?9*9*_*9*9*9*9*9",-4,-12.7,47,86600,9999,9999,239,535,769,77,999900,999900,999900,99990,124,0,6,6,999,999,9,999999999,0,0,0,88,999,999,99]
[2005,1,29,14,0,"?9?9?9?9E0?9?9?9*9*9?9*9*9?9*9*9?9?9*9*_*9*9*9*9*9",0,-10.6,40,86600,9999,9999,253,556,764,80,999900,999900,999900,99990,38,0,5,5,999,999,9,999999999,0,0,0,88,999,999,99]
[2005,1,29,15,0,"?9?9?9?9E0?9?9?9*9*9?9*9*9?9?9?9?9?9*9*_*9*9*9*9*9",3.7,-9.1,35,86600,9999,9999,274,508,745,73,999900,999900,999900,99990,157,1,7,7,999,999,9,999999999,0,0,0,88,999,999,99]
[2005,1,29,16,0,"?9?9?9?9E0?9?9?9*9*9?9*9*9?9*9*9?9?9*9*_*9*9*9*9*9",5.8,-8.1999999999999993,33,86600,9999,9999,284,401,699,58,999900,999900,999900,99990,111,1,7,7,999,999,9,999999999,0,0,0,88,999,999,99]
[2005,1,29,17,0,"?9?9?9?9E0?9?9?9*9*9?9*9*9?9*9*9?9?9*9*_*9*9*9*9*9",5,-8.8000000000000007,33,86600,9999,9999,267,257,565,37,999900,999900,999900,99990,295,1,2,2,999,999,9,999999999,0,0,0,88,999,999,99]
[2005,1,29,18,0,"?9?9?9?9E0?9?9?9*9*9?9*9*9?9*9*9?9?9*9*_*9*9*9*9*9",3.1,-9.9,34,86600,9999,9999,275,105,0,15,999900,999900,999900,99990,65,1,8,8,999,999,9,999999999,0,0,0,88,999,999,99]
[2005,1,29,19,0,"?9?9?9?9E0?9?9?9*9*9?9*9*9?9*9*9?9?9*9*_*9*9*9*9*9",0.4,-11.1,37,86600,9999,9999,240,0,0,0,999900,999900,999900,99990,186,1,0,0,999,999,9,999999999,0,0,0,88,999,999,99]
[2005,1,29,20,0,"?9?9?9?9E0?9?9?9*9*9?9*9*9?9*9*9?9?9*9*_*9*9*9*9*9",-2.4,-12.9,40,86600,9999,9999,251,0,0,0,999900,999900,999900,99990,247,1,8,8,999,999,9,999999999,0,0,0,88,999,999,99]
[2005,1,29,21,0,"?9?9?9?9E0?9?9?9*9*9?9*9*9?9?9?9?9?9*9*_*9*9*9*9*9",-4.9000000000000004,-14.5,43,86600,9999,9999,230,0,0,0,999900,999900,999900,99990,45,2,4,4,999,999,9,999999999,0,0,0,88,999,999,99]
[2005,1,29,22,0,"?9?9?9?9E0?9?9?9*9*9?9*9*9?9*9*9?9?9*9*_*9*9*9*9*9",-6.7,-15.5,46,86600,9999,9999,221,0,0,0,999900,999900,999900,99990,94,2,3,3,999,999,9,999999999,0,0,0,88,999,999,99]
[2005,1,29,23,0,"?9?9?9?9E0?9?9?9*9*9?9*9*9?9*9*9?9?9*9*_*9*9*9*9*9",-7.8,-15.9,48,86600,9999,9999,208,0,0,0,999900,999900,999900,99990,279,2,0,0,999,999,9,999999999,0,0,0,88,999,999,99]
[2005,1,29,24,0,"?9?9?9?9E0?9?9?9*9*9?9*9*9?9*9*9?9?9*9*_*9*9*9*9*9",-8.4,-16,50,86600,9999,9999,231,0,0,0,999900,999900,999900,99990,242,2,9,9,999,999,9,999999999,0,0,0,88,999,999,99]
[2005,1,30,1,0,"?9?9?9?9E0?9?9?9*9*9?9*9*9?9*9*9?9?9*9*_*9*9*9*9*9",-8.8000000000000007,-15.9,52,86640,9999,9999,212,0,0,0,999900,999900,999900,99990,73,2,2,2,999,999,9,999999999,0,0,0,88,999,999,99]
[2005,1,30,2,0,"?9?9?9?9E0?9?9?9*9*9?9*9*9?9*9*9?9?9*9*_*9*9*9*9*9",-9,-15.6,55,86640,9999,9999,225,0,0,0,999900,999900,999900,99990,90,2,8,8,999,999,9,999999999,0,0,0,88,999,999,99]
[2005,1,30,3,0,"?9?9?9?9E0?9?9?9*9*9?9*9*9?9?9?9?9?9*9*_*9*9*9*9*9",-9.4,-15.5,58,86640,9999,9999,204,0,0,0,999900,999900,999900,99990,22,1,0,0,999,999,9,999999999,0,0,0,88,999,999,99]
[2005,1,30,4,0,"?9?9?9?9E0?9?9?9*9*9?9*9*9?9*9*9?9?9*9*_*9*9*9*9*9",-10,-15.3,62,86640,9999,9999,211,0,0,0,999900,999900,999900,99990,183,1,3,3,999,999,9,999999999,0,0,0,88,999,999,99]
[2005,1,30,5,0,"?9?9?9?9E0?9?9?9*9*9?9*9*9?9*9*9?9?9*9*_*9*9*9*9*9",-10.7,-15.4,65,86640,9999,9999,214,0,0,0,999900,999900,999900,99990,1,1,6,6,999,999,9,999999999,0,0,0,88,999,999,99]
[2005,1,30,6,0,"?9?9?9?9E0?9?9?9*9*9?9*9*9?9*9*9?9?9*9*_*9*9*9*9*9",-11.4,-15.5,69,86640,9999,9999,209,0,0,0,999900,999900,999900,99990,201,1,5,5,999,999,9,999999999,0,0,0,88,999,999,99]
[2005,1,30,7,0,"?9?9?9?9E0?9?9?9*9*9?9*9*9?9*9*9?9?9*9*_*9*9*9*9*9",-11.9,-15.5,72,86640,9999,9999,210,0,0,0,999900,999900,999900,99990,27,1,6,6,999,999,9,999999999,0,0,0,88,999,999,99]
[2005,1,30,8,0,"?9?9?9?9E0?9?9?9*9*9?9*9*9?9*9*9?9?9*9*_*9*9*9*9*9",-12.1,-15.7,72,86640,9999,9999,207,0,0,0,999900,999900,999900,99990,77,1,5,5,999,999,9,999999999,0,0,0,88,999,999,99]
[2005,1,30,9,0,"?9?9?9?9E0?9?9?9*9*9?9*9*9?9?9?9?9?9*9*_*9*9*9*9*9",-11.3,-15.2,70,86640,9999,9999,207,24,105,5,999900,999900,999900,99990,0,0,3,3,999,999,9,999999999,0,0,0,88,999,999,99]
[2005,1,30,10,0,"?9?9?9?9E0?9?9?9*9*9?9*9*9?9*9*9?9?9*9*_*9*9*9*9*9",-9.8000000000000007,-14.5,66,86640,9999,9999,220,97,0,97,999900,999900,999900,99990,293,0,7,7,999,999,9,999999999,0,0,0,88,999,999,99]
[2005,1,30,11,0,"?9?9?9?9E0?9?9?9*9*9?9*9*9?9*9*9?9?9*9*_*9*9*9*9*9",-8,-13.9,59,86640,9999,9999,235,318,552,73,999900,999900,999900,99990,298,0,9,9,999,999,9,999999999,0,0,0,88,999,999,99]
[2005,1,30,12,0,"?9?9?9?9E0?9?9?9*9*9?9*9*9?9*9*9?9?9*9*_*9*9*9*9*9",-6,-13.5,51,86640,9999,9999,229,458,752,68,999900,999900,999900,99990,156,0,5,5,999,999,9,999999999,0,0,0,88,999,999,99]
[2005,1,30,13,0,"?9?9?9?9E0?9?9?9*9*9?9*9*9?9*9*9?9?9*9*_*9*9*9*9*9",-3.8,-13.4,43,86640,9999,9999,233,546,770,81,999900,999900,999900,99990,223,0,3,3,999,999,9,999999999,0,0,0,88,999,999,99]
[2005,1,30,14,0,"?9?9?9?9E0?9?9?9*9*9?9*9*9?9*9*9?9?9*9*_*9*9*9*9*9",-1.8,-13.4,36,86640,9999,9999,246,567,765,84,999900,999900,999900,99990,143,0,6,6,999,999,9,999999999,0,0,0,88,999,999,99]
[2005,1,30,15,0,"?9?9?9?9E0?9?9?9*9*9?9*9*9?9?9?9?9?9*9*_*9*9*9*9*9",0.2,-13.2,31,86640,9999,9999,249,519,746,77,999900,999900,999900,99990,360,1,4,4,999,999,9,999999999,0,0,0,88,999,999,99]
[2005,1,30,16,0,"?9?9?9?9E0?9?9?9*9*9?9*9*9?9*9*9?9?9*9*_*9*9*9*9*9",1.4,-13.3,29,86640,9999,9999,256,410,700,61,999900,999900,999900,99990,52,1,5,5,999,999,9,999999999,0,0,0,88,999,999,99]
[2005,1,30,17,0,"?9?9?9?9E0?9?9?9*9*9?9*9*9?9*9*9?9?9*9*_*9*9*9*9*9",1,-13.8,28,86640,9999,9999,263,263,571,39,999900,999900,999900,99990,251,1,8,8,999,999,9,999999999,0,0,0,88,999,999,99]
[2005,1,30,18,0,"?9?9?9?9E0?9?9?9*9*9?9*9*9?9*9*9?9?9*9*_*9*9*9*9*9",0,-14.1,29,86640,9999,9999,255,109,0,16,999900,999900,999900,99990,98,1,7,7,999,999,9,999999999,0,0,0,88,999,999,99]
[2005,1,30,19,0,"?9?9?9?9E0?9?9?9*9*9?9*9*9?9*9*9?9?9*9*_*9*9*9*9*9",-1.3,-14.5,31,86640,9999,9999,254,0,0,0,999900,999900,999900,99990,295,1,8,8,999,999,9,999999999,0,0,0,88,999,999,99]
[2005,1,30,20,0,"?9?9?9?9E0?9?9?9*9*9?9*9*9?9*9*9?9?9*9*_*9*9*9*9*9",-2.7,-14.8,35,86640,9999,9999,235,0,0,0,999900,999900,999900,99990,155,1,3,3,999,999,9,999999999,0,0,0,88,999,999,99]
[2005,1,30,21,0,"?9?9?9?9E0?9?9?9*9*9?9*9*9?9?9?9?9?9*9*_*9*9*9*9*9",-4,-14.9,38,86640,9999,9999,235,0,0,0,999900,999900,999900,99990,22,2,5,5,999,999,9,999999999,0,0,0,88,999,999,99]
[2005,1,30,22,0,"?9?9?9?9E0?9?9?9*9*9?9*9*9?9*9*9?9?9*9*_*9*9*9*9*9",-4.9000000000000004,-14.9,41,86640,9999,9999,240,0,0,0,999900,999900,999900,99990,78,2,8,8,999,999,9,999999999,0,0,0,88,999,999,99]
[2005,1,30,23,0,"?9?9?9?9E0?9?9?9*9*9?9*9*9?9*9*9?9?9*9*_*9*9*9*9*9",-5.6,-14.7,44,86640,9999,9999,216,0,0,0,999900,999900,999900,99990,101,2,0,0,999,999,9,999999999,0,0,0,88,999,999,99]
[2005,1,30,24,0,"?9?9?9?9E0?9?9?9*9*9?9*9*9?9*9*9?9?9*9*_*9*9*9*9*9",-6,-14.5,47,86640,9999,9999,233,0,0,0,999900,999900,999900,99990,82,2,7,7,999,999,9,999999999,0,0,0,88,999,999,99]
[2005,1,31,1,0,"?9?9?9?9E0?9?9?9*9*9?9*9*9?9*9*9?9?9*9*_*9*9*9*9*9",-6.3,-14.2,50,86540,9999,9999,221,0,0,0,999900,999900,999900,99990,201,2,2,2,999,999,9,999999999,0,0,0,88,999,999,99]
[2005,1,31,2,0,"?9?9?9?9E0?9?9?9*9*9?9*9*9?9*9*9?9?9*9*_*9*9*9*9*9",-6.7,-14,52,86540,9999,9999,224,0,0,0,999900,999900,999900,99990,80,2,4,4,999,999,9,999999999,0,0,0,88,999,999,99]
[2005,1,31,3,0,"?9?9?9?9E0?9?9?9*9*9?9*9*9?9?9?9?9?9*9*_*9*9*9*9*9",-7.2,-13.9,55,86540,9999,9999,216,0,0,0,999900,999900,999900,99990,0,0,1,1,999,999,9,999999999,0,0,0,88,999,999,99]
[2005,1,31,4,0,"?9?9?9?9E0?9?9?9*9*9?9*9*9?9*9*9?9?9*9*_*9*9*9*9*9",-7.9,-14,58,86540,9999,9999,235,0,0,0,999900,999900,999900,99990,38,0,9,9,999,999,9,999999999,0,0,0,88,999,999,99]
[2005,1,31,5,0,"?9?9?9?9E0?9?9?9*9*9?9*9*9?9*9*9?9?9*9*_*9*9*9*9*9",-8.6,-14.4,60,86540,9999,9999,224,0,0,0,999900,999900,999900,99990,228,0,7,7,999,999,9,999999999,0,0,0,88,999,999,99]
[2005,1,31,6,0,"?9?9?9?9E0?9?9?9*9*9?9*9*9?9*9*9?9?9*9*_*9*9*9*9*9",-9.4,-14.7,62,86540,9999,9999,208,0,0,0,999900,999900,999900,99990,37,0,1,1,999,999,9,999999999,0,0,0,88,999,999,99]
[2005,1,31,7,0,"?9?9?9?9E0?9?9?9*9*9?9*9*9?9*9*9?9?9*9*_*9*9*9*9*9",-9.9,-15.1,62,86540,9999,9999,215,0,0,0,999900,999900,999900,99990,42,0,5,5,999,999,9,999999999,0,0,0,88,999,999,99]
[2005,1,31,8,0,"?9?9?9?9E0?9?9?9*9*9?9*9*9?9*9*9?9?9*9*_*9*9*9*9*9",-10.1,-15.4,62,86540,9999,9999,226,0,0,0,999900,999900,999900,99990,145,0,9,9,999,999,9,999999999,0,0,0,88,999,999,99]
[2005,1,31,9,0,"?9?9?9?9E0?9?9?9*9*9?9*9*9?9?9?9?9?9*9*_*9*9*9*9*9",-9.6999999999999993,-15.4,60,86540,9999,9999,210,26,83,11,999900,999900,999900,99990,0,0,2,2,999,999,9,999999999,0,0,0,88,999,999,99]
[2005,1,31,10,0,"?9?9?9?9E0?9?9?9*9*9?9*9*9?9*9*9?9?9*9*_*9*9*9*9*9",-8.4,-14.7,57,86540,9999,9999,220,82,0,82,999900,999900,999900,99990,99,0,5,5,999,999,9,999999999,0,0,0,88,999,999,99]
[2005,1,31,11,0,"?9?9?9?9E0?9?9?9*9*9?9*9*9?9*9*9?9?9*9*_*9*9*9*9*9",-6.4,-13.8,52,86540,9999,9999,222,320,403,140,999900,999900,999900,99990,16,0,2,2,999,999,9,999999999,0,0,0,88,999,999,99]
[2005,1,31,12,0,"?9?9?9?9E0?9?9?9*9*9?9*9*9?9*9*9?9?9*9*_*9*9*9*9*9",-4.0999999999999996,-12.7,47,86540,9999,9999,235,222,0,222,999900,999900,999900,99990,247,0,4,4,999,999,9,999999999,0,0,0,88,999,999,99]
[2005,1,31,13,0,"?9?9?9?9E0?9?9?9*9*9?9*9*9?9*9*9?9?9*9*_*9*9*9*9*9",-1.7,-11.5,43,86540,9999,9999,240,540,554,235,999900,999900,999900,99990,253,0,2,2,999,999,9,999999999,0,0,0,88,999,999,99]
[2005,1,31,14,0,"?9?9?9?9E0?9?9?9*9*9?9*9*9?9*9*9?9?9*9*_*9*9*9*9*9",0.3,-10.3,41,86540,9999,9999,245,561,602,245,999900,999900,999900,99990,153,0,1,1,999,999,9,999999999,0,0,0,88,999,999,99]
[2005,1,31,15,0,"?9?9?9?9E0?9?9?9*9*9?9*9*9?9?9?9?9?9*9*_*9*9*9*9*9",1.7,-9.1999999999999993,40,86540,9999,9999,261,252,0,252,999900,999900,999900,99990,135,3,5,5,999,999,9,999999999,0,0,0,88,999,999,99]
[2005,1,31,16,0,"?9?9?9?9E0?9?9?9*9*9?9*9*9?9*9*9?9?9*9*_*9*9*9*9*9",2.2000000000000002,-8,43,86540,9999,9999,264,406,681,177,999900,999900,999900,99990,142,3,5,5,999,999,9,999999999,0,0,0,88,999,999,99]
[2005,1,31,17,0,"?9?9?9?9E0?9?9?9*9*9?9*9*9?9*9*9?9?9*9*_*9*9*9*9*9",2.2999999999999998,-6.8,48,86540,9999,9999,251,128,0,128,999900,999900,999900,99990,0,3,0,0,999,999,9,999999999,0,0,0,88,999,999,99]
[2005,1,31,18,0,"?9?9?9?9E0?9?9?9*9*9?9*9*9?9*9*9?9?9*9*_*9*9*9*9*9",1.9,-5.9,53,86540,9999,9999,250,54,0,54,999900,999900,999900,99990,249,3,0,0,999,999,9,999999999,0,0,0,88,999,999,99]
[2005,1,31,19,0,"?9?9?9?9E0?9?9?9*9*9?9*9*9?9*9*9?9?9*9*_*9*9*9*9*9",0.7,-5.7,59,86540,9999,9999,259,0,0,0,999900,999900,999900,99990,50,3,4,4,999,999,9,999999999,0,0,0,88,999,999,99]
[2005,1,31,20,0,"?9?9?9?9E0?9?9?9*9*9?9*9*9?9*9*9?9?9*9*_*9*9*9*9*9",-0.9,-6.5,62,86540,9999,9999,263,0,0,0,999900,999900,999900,99990,206,3,8,8,999,999,9,999999999,0,0,0,88,999,999,99]
[2005,1,31,21,0,"?9?9?9?9E0?9?9?9*9*9?9*9*9?9?9?9?9?9*9*_*9*9*9*9*9",-2.6,-8,63,86540,9999,9999,244,0,0,0,999900,999900,999900,99990,157,2,4,4,999,999,9,999999999,0,0,0,88,999,999,99]
[2005,1,31,22,0,"?9?9?9?9E0?9?9?9*9*9?9*9*9?9*9*9?9?9*9*_*9*9*9*9*9",-4.3,-10,61,86540,9999,9999,243,0,0,0,999900,999900,999900,99990,320,2,7,7,999,999,9,999999999,0,0,0,88,999,999,99]
[2005,1,31,23,0,"?9?9?9?9E0?9?9?9*9*9?9*9*9?9*9*9?9?9*9*_*9*9*9*9*9",-6,-12.5,56,86540,9999,9999,228,0,0,0,999900,999900,999900,99990,233,2,4,4,999,999,9,999999999,0,0,0,88,999,999,99]
[2005,1,31,24,0,"?9?9?9?9E0?9?9?9*9*9?9*9*9?9*9*9?9?9*9*_*9*9*9*9*9",-7.5,-15.2,50,86540,9999,9999,224,0,0,0,999900,999900,999900,99990,258,2,6,6,999,999,9,999999999,0,0,0,88,999,999,99]
[2005,2,1,1,0,"?9?9?9?9E0?9?9?9*9*9?9*9*9?9*9*9?9?9*9*_*9*9*9*9*9",-9,-18.100000000000001,43,87400,9999,9999,213,0,0,0,999900,999900,999900,99990,272,2,4,4,999,999,9,999999999,0,0,0,88,999,999,99]
[2005,2,1,2,0,"?9?9?9?9E0?9?9?9*9*9?9*9*9?9*9*9?9?9*9*_*9*9*9*9*9",-10.4,-20.8,38,87400,9999,9999,212,0,0,0,999900,999900,999900,99990,249,2,7,7,999,999,9,999999999,0,0,0,88,999,999,99]
[2005,2,1,3,0,"?9?9?9?9E0?9?9?9*9*9?9*9*9?9?9?9?9?9*9*_*9*9*9*9*9",-11.7,-23.2,34,87400,9999,9999,191,0,0,0,999900,999900,999900,99990,225,1,0,0,999,999,9,999999999,0,0,0,88,999,999,99]
[2005,2,1,4,0,"?9?9?9?9E0?9?9?9*9*9?9*9*9?9*9*9?9?9*9*_*9*9*9*9*9",-12.9,-24.6,33,87400,9999,9999,195,0,0,0,999900,999900,999900,99990,185,1,4,4,999,999,9,999999999,0,0,0,88,999,999,99]
[2005,2,1,5,0,"?9?9?9?9E0?9?9?9*9*9?9*9*9?9*9*9?9?9*9*_*9*9*9*9*9",-14,-25.5,33,87400,9999,9999,182,0,0,0,999900,999900,999900,99990,186,1,0,0,999,999,9,999999999,0,0,0,88,999,999,99]
[2005,2,1,6,0,"?9?9?9?9E0?9?9?9*9*9?9*9*9?9*9*9?9?9*9*_*9*9*9*9*9",-14.8,-25.5,36,87400,9999,9999,189,0,0,0,999900,999900,999900,99990,262,1,4,4,999,999,9,999999999,0,0,0,88,999,999,99]
[2005,2,1,7,0,"?9?9?9?9E0?9?9?9*9*9?9*9*9?9*9*9?9?9*9*_*9*9*9*9*9",-15.4,-25.5,38,87400,9999,9999,178,0,0,0,999900,999900,999900,99990,126,1,0,0,999,999,9,999999999,0,0,0,88,999,999,99]
[2005,2,1,8,0,"?9?9?9?9E0?9?9?9*9*9?9*9*9?9*9*9?9?9*9*_*9*9*9*9*9",-15.6,-25,40,87400,9999,9999,181,0,0,0,999900,999900,999900,99990,206,1,1,1,999,999,9,999999999,0,0,0,88,999,999,99]
[2005,2,1,9,0,"?9?9?9?9E0?9?9?9*9*9?9*9*9?9?9?9?9?9*9*_*9*9*9*9*9",-14.6,-24,41,87400,9999,9999,188,28,119,7,999900,999900,999900,99990,247,2,2,2,999,999,9,999999999,0,0,0,88,999,999,99]
[2005,2,1,10,0,"?9?9?9?9E0?9?9?9*9*9?9*9*9?9*9*9?9?9*9*_*9*9*9*9*9",-12.9,-22.6,40,87400,9999,9999,199,100,0,100,999900,999900,999900,99990,342,2,5,5,999,999,9,999999999,0,0,0,88,999,999,99]
[2005,2,1,11,0,"?9?9?9?9E0?9?9?9*9*9?9*9*9?9*9*9?9?9*9*_*9*9*9*9*9",-10.9,-21.4,37,87400,9999,9999,201,322,543,77,999900,999900,999900,99990,12,2,2,2,999,999,9,999999999,0,0,0,88,999,999,99]
[2005,2,1,12,0,"?9?9?9?9E0?9?9?9*9*9?9*9*9?9*9*9?9?9*9*_*9*9*9*9*9",-8.8000000000000007,-20.399999999999999,34,87400,9999,9999,212,461,739,72,999900,999900,999900,99990,85,2,4,4,999,999,9,999999999,0,0,0,88,999,999,99]
[2005,2,1,13,0,"?9?9?9?9E0?9?9?9*9*9?9*9*9?9*9*9?9?9*9*_*9*9*9*9*9",-6.6,-19.5,31,87400,9999,9999,209,548,771,85,999900,999900,999900,99990,109,2,0,0,999,999,9,999999999,0,0,0,88,999,999,99]
[2005,2,1,14,0,"?9?9?9?9E0?9?9?9*9*9?9*9*9?9*9*9?9?9*9*_*9*9*9*9*9",-4.5999999999999996,-18.7,28,87400,9999,9999,234,570,766,88,999900,999900,999900,99990,30,2,7,7,999,999,9,999999999,0,0,0,88,999,999,99]
[2005,2,1,15,0,"?9?9?9?9E0?9?9?9*9*9?9*9*9?9?9?9?9?9*9*_*9*9*9*9*9",-2.7,-17.899999999999999,26,87400,9999,9999,230,521,748,81,999900,999900,999900,99990,292,5,2,2,999,999,9,999999999,0,0,0,88,999,999,99]
[2005,2,1,16,0,"?9?9?9?9E0?9?9?9*9*9?9*9*9?9*9*9?9?9*9*_*9*9*9*9*9",-1.6,-17,26,87400,9999,9999,237,413,704,64,999900,999900,999900,99990,252,5,3,3,999,999,9,999999999,0,0,0,88,999,999,99]
[2005,2,1,17,0,"?9?9?9?9E0?9?9?9*9*9?9*9*9?9*9*9?9?9*9*_*9*9*9*9*9",-1.9,-16.8,27,87400,9999,9999,227,267,581,41,999900,999900,999900,99990,307,5,0,0,999,999,9,999999999,0,0,0,88,999,999,99]
[2005,2,1,18,0,"?9?9?9?9E0?9?9?9*9*9?9*9*9?9*9*9?9?9*9*_*9*9*9*9*9",-2.8,-16.8,29,87400,9999,9999,231,113,0,18,999900,999900,999900,99990,147,5,2,2,999,999,9,999999999,0,0,0,88,999,999,99]
[2005,2,1,19,0,"?9?9?9?9E0?9?9?9*9*9?9*9*9?9*9*9?9?9*9*_*9*9*9*9*9",-4.0999999999999996,-16.899999999999999,32,87400,9999,9999,231,0,0,0,999900,999900,999900,99990,110,5,4,4,999,999,9,999999999,0,0,0,88,999,999,99]
[2005,2,1,20,0,"?9?9?9?9E0?9?9?9*9*9?9*9*9?9*9*9?9?9*9*_*9*9*9*9*9",-5.4,-17.2,35,87400,9999,9999,232,0,0,0,999900,999900,999900,99990,236,5,7,7,999,999,9,999999999,0,0,0,88,999,999,99]
[2005,2,1,21,0,"?9?9?9?9E0?9?9?9*9*9?9*9*9?9?9?9?9?9*9*_*9*9*9*9*9",-6.8,-17.5,38,87400,9999,9999,223,0,0,0,999900,999900,999900,99990,360,4,5,5,999,999,9,999999999,0,0,0,88,999,999,99]
[2005,2,1,22,0,"?9?9?9?9E0?9?9?9*9*9?9*9*9?9*9*9?9?9*9*_*9*9*9*9*9",-7.9,-17.899999999999999,41,87400,9999,9999,217,0,0,0,999900,999900,999900,99990,231,4,4,4,999,999,9,999999999,0,0,0,88,999,999,99]
[2005,2,1,23,0,"?9?9?9?9E0?9?9?9*9*9?9*9*9?9*9*9?9?9*9*_*9*9*9*9*9",-8.9,-18.100000000000001,43,87400,9999,9999,215,0,0,0,999900,999900,999900,99990,42,4,5,5,999,999,9,999999999,0,0,0,88,999,999,99]
[2005,2,1,24,0,"?9?9?9?9E0?9?9?9*9*9?9*9*9?9*9*9?9?9*9*_*9*9*9*9*9",-9.8000000000000007,-18.399999999999999,46,87400,9999,9999,207,0,0,0,999900,999900,999900,99990,355,4,2,2,999,999,9,999999999,0,0,0,88,999,999,99]
[2005,2,2,1,0,"?9?9?9?9E0?9?9?9*9*9?9*9*9?9*9*9?9?9*9*_*9*9*9*9*9",-10.6,-18.600000000000001,48,87250,9999,9999,211,0,0,0,999900,999900,999900,99990,354,4,6,6,999,999,9,999999999,0,0,0,88,999,999,99]
[2005,2,2,2,0,"?9?9?9?9E0?9?9?9*9*9?9*9*9?9*9*9?9?9*9*_*9*9*9*9*9",-11.4,-19,50,87250,9999,9999,214,0,0,0,999900,999900,999900,99990,254,4,8,8,999,999,9,999999999,0,0,0,88,999,999,99]
[2005,2,2,3,0,"?9?9?9?9E0?9?9?9*9*9?9*9*9?9?9?9?9?9*9*_*9*9*9*9*9",-12.3,-19.3,52,87250,9999,9999,200,0,0,0,999900,999900,999900,99990,22,1,3,3,999,999,9,999999999,0,0,0,88,999,999,99]
[2005,2,2,4,0,"?9?9?9?9E0?9?9?9*9*9?9*9*9?9*9*9?9?9*9*_*9*9*9*9*9",-13.3,-19.8,54,87250,9999,9999,200,0,0,0,999900,999900,999900,99990,335,1,5,5,999,999,9,999999999,0,0,0,88,999,999,99]
[2005,2,2,5,0,"?9?9?9?9E0?9?9?9*9*9?9*9*9?9*9*9?9?9*9*_*9*9*9*9*9",-14.3,-20.3,57,87250,9999,9999,185,0,0,0,999900,999900,999900,99990,165,1,0,0,999,999,9,999999999,0,0,0,88,999,999,99]
[2005,2,2,6,0,"?9?9?9?9E0?9?9?9*9*9?9*9*9?9*9*9?9?9*9*_*9*9*9*9*9",-15.1,-20.8,58,87250,9999,9999,197,0,0,0,999900,999900,999900,99990,152,1,7,7,999,999,9,999999999,0,0,0,88,999,999,99]
[2005,2,2,7,0,"?9?9?9?9E0?9?9?9*9*9?9*9*9?9*9*9?9?9*9*_*9*9*9*9*9",-15.8,-21.1,60,87250,9999,9999,188,0,0,0,999900,999900,999900,99990,59,1,3,3,999,999,9,999999999,0,0,0,88,999,999,99]
[2005,2,2,8,0,"?9?9?9?9E0?9?9?9*9*9?9*9*9?9*9*9?9?9*9*_*9*9*9*9*9",-16,-21.5,60,87250,9999,9999,190,0,0,0,999900,999900,999900,99990,55,1,5,5,999,999,9,999999999,0,0,0,88,999,999,99]
[2005,2,2,9,0,"?9?9?9?9E0?9?9?9*9*9?9*9*9?9?9?9?9?9*9*_*9*9*9*9*9",-15.4,-21.1,58,87250,9999,9999,191,29,117,8,999900,999900,999900,99990,22,2,4,4,999,999,9,999999999,0,0,0,88,999,999,99]
[2005,2,2,10,0,"?9?9?9?9E0?9?9?9*9*9?9*9*9?9*9*9?9?9*9*_*9*9*9*9*9",-14.1,-20.6,55,87250,9999,9999,197,177,431,32,999900,999900,999900,99990,27,2,5,5,999,999,9,999999999,0,0,0,88,999,999,99]
[2005,2,2,11,0,"?9?9?9?9E0?9?9?9*9*9?9*9*9?9*9*9?9?9*9*_*9*9*9*9*9",-12.6,-19.899999999999999,50,87250,9999,9999,204,316,506,85,999900,999900,999900,99990,307,2,6,6,999,999,9,999999999,0,0,0,88,999,999,99]
[2005,2,2,12,0,"?9?9?9?9E0?9?9?9*9*9?9*9*9?9*9*9?9?9*9*_*9*9*9*9*9",-10.8,-19.5,45,87250,9999,9999,196,469,724,84,999900,999900,999900,99990,336,2,0,0,999,999,9,999999999,0,0,0,88,999,999,99]
[2005,2,2,13,0,"?9?9?9?9E0?9?9?9*9*9?9*9*9?9*9*9?9?9*9*_*9*9*9*9*9",-9,-19.100000000000001,40,87250,9999,9999,212,557,772,100,999900,999900,999900,99990,353,2,4,4,999,999,9,999999999,0,0,0,88,999,999,99]
[2005,2,2,14,0,"?9?9?9?9E0?9?9?9*9*9?9*9*9?9*9*9?9?9*9*_*9*9*9*9*9",-7.4,-18.899999999999999,35,87250,9999,9999,224,549,750,148,999900,999900,999900,99990,23,2,7,7,999,999,9,999999999,0,0,0,88,999,999,99]
[2005,2,2,15,0,"?9?9?9?9E0?9?9?9*9*9?9*9*9?9?9?9?9?9*9*_*9*9*9*9*9",-6,-18.600000000000001,32,87250,9999,9999,238,529,749,95,999900,999900,999900,99990,45,5,9,9,999,999,9,999999999,0,0,0,88,999,999,99]
[2005,2,2,16,0,"?9?9?9?9E0?9?9?9*9*9?9*9*9?9*9*9?9?9*9*_*9*9*9*9*9",-5.3,-18.399999999999999,31,87250,9999,9999,218,398,706,108,999900,999900,999900,99990,335,5,1,1,999,999,9,999999999,0,0,0,88,999,999,99]
[2005,2,2,17,0,"?9?9?9?9E0?9?9?9*9*9?9*9*9?9*9*9?9?9*9*_*9*9*9*9*9",-5.6,-18.5,31,87250,9999,9999,234,152,0,152,999900,999900,999900,99990,192,5,8,8,999,999,9,999999999,0,0,0,88,999,999,99]
[2005,2,2,18,0,"?9?9?9?9E0?9?9?9*9*9?9*9*9?9*9*9?9?9*9*_*9*9*9*9*9",-6.4,-18.8,33,87250,9999,9999,225,65,0,65,999900,999900,999900,99990,266,5,6,6,999,999,9,999999999,0,0,0,88,999,999,99]
[2005,2,2,19,0,"?9?9?9?9E0?9?9?9*9*9?9*9*9?9*9*9?9?9*9*_*9*9*9*9*9",-7.5,-19.100000000000001,35,87250,9999,9999,213,0,0,0,999900,999900,999900,99990,85,5,2,2,999,999,9,999999999,0,0,0,88,999,999,99]
[2005,2,2,20,0,"?9?9?9?9E0?9?9?9*9*9?9*9*9?9*9*9?9?9*9*_*9*9*9*9*9",-8.8000000000000007,-19.5,37,87250,9999,9999,209,0,0,0,999900,999900,999900,99990,332,5,2,2,999,999,9,999999999,0,0,0,88,999,999,99]
[2005,2,2,21,0,"?9?9?9?9E0?9?9?9*9*9?9*9*9?9?9?9?9?9*9*_*9*9*9*9*9",-10.199999999999999,-20.100000000000001,40,87250,9999,9999,208,0,0,0,999900,999900,999900,99990,22,4,4,4,999,999,9,999999999,0,0,0,88,999,999,99]
[2005,2,2,22,0,"?9?9?9?9E0?9?9?9*9*9?9*9*9?9*9*9?9?9*9*_*9*9*9*9*9",-11.5,-20.7,42,87250,9999,9999,217,0,0,0,999900,999900,999900,99990,141,4,9,9,999,999,9,999999999,0,0,0,88,999,999,99]
[2005,2,2,23,0,"?9?9?9?9E0?9?9?9*9*9?9*9*9?9*9*9?9?9*9*_*9*9*9*9*9",-12.6,-21.3,44,87250,9999,9999,189,0,0,0,999900,999900,999900,99990,93,4,0,0,999,999,9,999999999,0,0,0,88,999,999,99]
[2005,2,2,24,0,"?9?9?9?9E0?9?9?9*9*9?9*9*9?9*9*9?9?9*9*_*9*9*9*9*9",-13.7,-21.9,46,87250,9999,9999,198,0,0,0,999900,999900,999900,99990,200,4,6,6,999,999,9,999999999,0,0,0,88,999,999,99]
[2005,2,3,1,0,"?9?9?9?9E0?9?9?9*9*9?9*9*9?9*9*9?9?9*9*_*9*9*9*9*9",-14.7,-22.4,48,87620,9999,9999,186,0,0,0,999900,999900,999900,99990,17,4,1,1,999,999,9,999999999,0,0,0,88,999,999,99]
[2005,2,3,2,0,"?9?9?9?9E0?9?9?9*9*9?9*9*9?9*9*9?9?9*9*_*9*9*9*9*9",-15.7,-22.6,52,87620,9999,9999,189,0,0,0,999900,999900,999900,99990,161,4,4,4,999,999,9,999999999,0,0,0,88,999,999,99]
[2005,2,3,3,0,"?9?9?9?9E0?9?9?9*9*9?9*9*9?9?9?9?9?9*9*_*9*9*9*9*9",-16.600000000000001,-22.8,55,87620,9999,9999,177,0,0,0,999900,999900,999900,99990,22,2,0,0,999,999,9,999999999,0,0,0,88,999,999,99]
[2005,2,3,4,0,"?9?9?9?9E0?9?9?9*9*9?9*9*9?9*9*9?9?9*9*_*9*9*9*9*9",-17.5,-23,59,87620,9999,9999,174,0,0,0,999900,999900,999900,99990,156,2,0,0,999,999,9,999999999,0,0,0,88,999,999,99]
[2005,2,3,5,0,"?9?9?9?9E0?9?9?9*9*9?9*9*9?9*9*9?9?9*9*_*9*9*9*9*9",-18.3,-22.8,65,87620,9999,9999,183,0,0,0,999900,999900,999900,99990,127,2,5,5,999,999,9,999999999,0,0,0,88,999,999,99]
[2005,2,3,6,0,"?9?9?9?9E0?9?9?9*9*9?9*9*9?9*9*9?9?9*9*_*9*9*9*9*9",-18.899999999999999,-22.8,69,87620,9999,9999,182,0,0,0,999900,999900,999900,99990,297,2,6,6,999,999,9,999999999,0,0,0,88,999,999,99]
[2005,2,3,7,0,"?9?9?9?9E0?9?9?9*9*9?9*9*9?9*9*9?9?9*9*_*9*9*9*9*9",-19.3,-22.8,72,87620,9999,9999,170,0,0,0,999900,999900,999900,99990,221,2,0,0,999,999,9,999999999,0,0,0,88,999,999,99]
[2005,2,3,8,0,"?9?9?9?9E0?9?9?9*9*9?9*9*9?9*9*9?9?9*9*_*9*9*9*9*9",-19.5,-22.8,73,87620,9999,9999,181,0,0,0,999900,999900,999900,99990,172,2,6,6,999,999,9,999999999,0,0,0,88,999,999,99]
[2005,2,3,9,0,"?9?9?9?9E0?9?9?9*9*9?9*9*9?9?9?9?9?9*9*_*9*9*9*9*9",-19.3,-22.8,71,87620,9999,9999,170,34,109,14,999900,999900,999900,99990,45,1,0,0,999,999,9,999999999,0,0,0,88,999,999,99]
[2005,2,3,10,0,"?9?9?9?9E0?9?9?9*9*9?9*9*9?9*9*9?9?9*9*_*9*9*9*9*9",-18.5,-22.8,66,87620,9999,9999,175,91,0,91,999900,999900,999900,99990,238,1,1,1,999,999,9,999999999,0,0,0,88,999,999,99]
[2005,2,3,11,0,"?9?9?9?9E0?9?9?9*9*9?9*9*9?9*9*9?9?9*9*_*9*9*9*9*9",-17.100000000000001,-22.6,59,87620,9999,9999,181,346,448,140,999900,999900,999900,99990,81,1,2,2,999,999,9,999999999,0,0,0,88,999,999,99]
[2005,2,3,12,0,"?9?9?9?9E0?9?9?9*9*9?9*9*9?9*9*9?9?9*9*_*9*9*9*9*9",-15.4,-22.6,50,87620,9999,9999,184,486,540,197,999900,999900,999900,99990,252,1,1,1,999,999,9,999999999,0,0,0,88,999,999,99]
[2005,2,3,13,0,"?9?9?9?9E0?9?9?9*9*9?9*9*9?9*9*9?9?9*9*_*9*9*9*9*9",-13.3,-22.6,41,87620,9999,9999,193,577,610,234,999900,999900,999900,99990,104,1,2,2,999,999,9,999999999,0,0,0,88,999,999,99]
[2005,2,3,14,0,"?9?9?9?9E0?9?9?9*9*9?9*9*9?9*9*9?9?9*9*_*9*9*9*9*9",-11.1,-22.6,34,87620,9999,9999,203,294,0,294,999900,999900,999900,99990,30,1,4,4,999,999,9,999999999,0,0,0,88,999,999,99]
[2005,2,3,15,0,"?9?9?9?9E0?9?9?9*9*9?9*9*9?9?9?9?9?9*9*_*9*9*9*9*9",-8.9,-22.2,29,87620,9999,9999,200,549,701,223,999900,999900,999900,99990,360,4,0,0,999,999,9,999999999,0,0,0,88,999,999,99]
[2005,2,3,16,0,"?9?9?9?9E0?9?9?9*9*9?9*9*9?9*9*9?9?9*9*_*9*9*9*9*9",-7.5,-21.7,27,87620,9999,9999,218,214,0,214,999900,999900,999900,99990,60,4,6,6,999,999,9,999999999,0,0,0,88,999,999,99]
[2005,2,3,17,0,"?9?9?9?9E0?9?9?9*9*9?9*9*9?9*9*9?9?9*9*_*9*9*9*9*9",-7.8,-21.7,28,87620,9999,9999,215,139,0,139,999900,999900,999900,99990,195,4,5,5,999,999,9,999999999,0,0,0,88,999,999,99]
[2005,2,3,18,0,"?9?9?9?9E0?9?9?9*9*9?9*9*9?9*9*9?9?9*9*_*9*9*9*9*9",-8.8000000000000007,-21.6,31,87620,9999,9999,213,60,0,60,999900,999900,999900,99990,232,4,5,5,999,999,9,999999999,0,0,0,88,999,999,99]
[2005,2,3,19,0,"?9?9?9?9E0?9?9?9*9*9?9*9*9?9*9*9?9?9*9*_*9*9*9*9*9",-10,-21.4,35,87620,9999,9999,207,0,0,0,999900,999900,999900,99990,144,4,4,4,999,999,9,999999999,0,0,0,88,999,999,99]
[2005,2,3,20,0,"?9?9?9?9E0?9?9?9*9*9?9*9*9?9*9*9?9?9*9*_*9*9*9*9*9",-11.4,-21.6,39,87620,9999,9999,203,0,0,0,999900,999900,999900,99990,123,4,4,4,999,999,9,999999999,0,0,0,88,999,999,99]
[2005,2,3,21,0,"?9?9?9?9E0?9?9?9*9*9?9*9*9?9?9?9?9?9*9*_*9*9*9*9*9",-12.8,-21.7,43,87620,9999,9999,198,0,0,0,999900,999900,999900,99990,360,3,4,4,999,999,9,999999999,0,0,0,88,999,999,99]
[2005,2,3,22,0,"?9?9?9?9E0?9?9?9*9*9?9*9*9?9*9*9?9?9*9*_*9*9*9*9*9",-13.9,-22.1,46,87620,9999,9999,208,0,0,0,999900,999900,999900,99990,261,3,9,9,999,999,9,999999999,0,0,0,88,999,999,99]
[2005,2,3,23,0,"?9?9?9?9E0?9?9?9*9*9?9*9*9?9*9*9?9?9*9*_*9*9*9*9*9",-14.9,-22.6,48,87620,9999,9999,204,0,0,0,999900,999900,999900,99990,171,3,9,9,999,999,9,999999999,0,0,0,88,999,999,99]
[2005,2,3,24,0,"?9?9?9?9E0?9?9?9*9*9?9*9*9?9*9*9?9?9*9*_*9*9*9*9*9",-15.7,-23,50,87620,9999,9999,190,0,0,0,999900,999900,999900,99990,116,3,5,5,999,999,9,999999999,0,0,0,88,999,999,99]
[2005,2,4,1,0,"?9?9?9?9E0?9?9?9*9*9?9*9*9?9*9*9?9?9*9*_*9*9*9*9*9",-16.399999999999999,-23.4,51,87480,9999,9999,181,0,0,0,999900,999900,999900,99990,124,3,1,1,999,999,9,999999999,0,0,0,88,999,999,99]
[2005,2,4,2,0,"?9?9?9?9E0?9?9?9*9*9?9*9*9?9*9*9?9?9*9*_*9*9*9*9*9",-17.100000000000001,-23.8,53,87480,9999,9999,183,0,0,0,999900,999900,999900,99990,51,3,3,3,999,999,9,999999999,0,0,0,88,999,999,99]
[2005,2,4,3,0,"?9?9?9?9E0?9?9?9*9*9?9*9*9?9?9?9?9?9*9*_*9*9*9*9*9",-17.8,-24,55,87480,9999,9999,190,0,0,0,999900,999900,999900,99990,0,0,8,8,999,999,9,999999999,0,0,0,88,999,999,99]
[2005,2,4,4,0,"?9?9?9?9E0?9?9?9*9*9?9*9*9?9*9*9?9?9*9*_*9*9*9*9*9",-18.600000000000001,-24.4,57,87480,9999,9999,184,0,0,0,999900,999900,999900,99990,183,0,7,7,999,999,9,999999999,0,0,0,88,999,999,99]
[2005,2,4,5,0,"?9?9?9?9E0?9?9?9*9*9?9*9*9?9*9*9?9?9*9*_*9*9*9*9*9",-19.399999999999999,-24.6,60,87480,9999,9999,175,0,0,0,999900,999900,999900,99990,310,0,3,3,999,999,9,999999999,0,0,0,88,999,999,99]
[2005,2,4,6,0,"?9?9?9?9E0?9?9?9*9*9?9*9*9?9*9*9?9?9*9*_*9*9*9*9*9",-20.100000000000001,-24.8,63,87480,9999,9999,172,0,0,0,999900,999900,999900,99990,235,0,2,2,999,999,9,999999999,0,0,0,88,999,999,99]
[2005,2,4,7,0,"?9?9?9?9E0?9?9?9*9*9?9*9*9?9*9*9?9?9*9*_*9*9*9*9*9",-20.6,-25,65,87480,9999,9999,170,0,0,0,999900,999900,999900,99990,91,0,2,2,999,999,9,999999999,0,0,0,88,999,999,99]
[2005,2,4,8,0,"?9?9?9?9E0?9?9?9*9*9?9*9*9?9*9*9?9?9*9*_*9*9*9*9*9",-20.8,-25,66,87480,9999,9999,184,0,0,0,999900,999900,999900,99990,59,0,9,9,999,999,9,999999999,0,0,0,88,999,999,99]
[2005,2,4,9,0,"?9?9?9?9E0?9?9?9*9*9?9*9*9?9?9?9?9?9*9*_*9*9*9*9*9",-20.5,-24.8,66,87480,9999,9999,176,22,92,4,999900,999900,999900,99990,0,0,6,6,999,999,9,999999999,0,0,0,88,999,999,99]
[2005,2,4,10,0,"?9?9?9?9E0?9?9?9*9*9?9*9*9?9*9*9?9?9*9*_*9*9*9*9*9",-19.2,-24.2,62,87480,9999,9999,190,201,509,26,999900,999900,999900,99990,21,0,9,9,999,999,9,999999999,0,0,0,88,999,999,99]
[2005,2,4,11,0,"?9?9?9?9E0?9?9?9*9*9?9*9*9?9*9*9?9?9*9*_*9*9*9*9*9",-17,-22.6,58,87480,9999,9999,198,373,701,48,999900,999900,999900,99990,168,0,9,9,999,999,9,999999999,0,0,0,88,999,999,99]
[2005,2,4,12,0,"?9?9?9?9E0?9?9?9*9*9?9*9*9?9*9*9?9?9*9*_*9*9*9*9*9",-14.2,-21,53,87480,9999,9999,195,522,767,67,999900,999900,999900,99990,172,0,4,4,999,999,9,999999999,0,0,0,88,999,999,99]
[2005,2,4,13,0,"?9?9?9?9E0?9?9?9*9*9?9*9*9?9*9*9?9?9*9*_*9*9*9*9*9",-11.1,-19.2,47,87480,9999,9999,209,619,773,80,999900,999900,999900,99990,227,0,6,6,999,999,9,999999999,0,0,0,88,999,999,99]
[2005,2,4,14,0,"?9?9?9?9E0?9?9?9*9*9?9*9*9?9*9*9?9?9*9*_*9*9*9*9*9",-8.1999999999999993,-17.600000000000001,42,87480,9999,9999,226,643,768,83,999900,999900,999900,99990,111,0,8,8,999,999,9,999999999,0,0,0,88,999,999,99]
[2005,2,4,15,0,"?9?9?9?9E0?9?9?9*9*9?9*9*9?9?9?9?9?9*9*_*9*9*9*9*9",-5.6,-16.399999999999999,38,87480,9999,9999,232,331,560,68,999900,999900,999900,99990,292,3,7,7,999,999,9,999999999,0,0,0,88,999,999,99]
[2005,2,4,16,0,"?9?9?9?9E0?9?9?9*9*9?9*9*9?9*9*9?9?9*9*_*9*9*9*9*9",-4.2,-16,35,87480,9999,9999,227,469,709,61,999900,999900,999900,99990,39,3,2,2,999,999,9,999999999,0,0,0,88,999,999,99]
[2005,2,4,17,0,"?9?9?9?9E0?9?9?9*9*9?9*9*9?9*9*9?9?9*9*_*9*9*9*9*9",-4.7,-17.100000000000001,33,87480,9999,9999,244,306,596,40,999900,999900,999900,99990,39,3,9,9,999,999,9,999999999,0,0,0,88,999,999,99]
[2005,2,4,18,0,"?9?9?9?9E0?9?9?9*9*9?9*9*9?9*9*9?9?9*9*_*9*9*9*9*9",-5.9,-18.399999999999999,32,87480,9999,9999,233,135,185,17,999900,999900,999900,99990,336,3,8,8,999,999,9,999999999,0,0,0,88,999,999,99]
[2005,2,4,19,0,"?9?9?9?9E0?9?9?9*9*9?9*9*9?9*9*9?9?9*9*_*9*9*9*9*9",-7.5,-19.899999999999999,32,87480,9999,9999,206,0,0,0,999900,999900,999900,99990,346,3,0,0,999,999,9,999999999,0,0,0,88,999,999,99]
[2005,2,4,20,0,"?9?9?9?9E0?9?9?9*9*9?9*9*9?9*9*9?9?9*9*_*9*9*9*9*9",-9.3000000000000007,-21.3,33,87480,9999,9999,211,0,0,0,999900,999900,999900,99990,124,3,5,5,999,999,9,999999999,0,0,0,88,999,999,99]
[2005,2,4,21,0,"?9?9?9?9E0?9?9?9*9*9?9*9*9?9?9?9?9?9*9*_*9*9*9*9*9",-11,-22.4,34,87480,9999,9999,209,0,0,0,999900,999900,999900,99990,292,2,7,7,999,999,9,999999999,0,0,0,88,999,999,99]
[2005,2,4,22,0,"?9?9?9?9E0?9?9?9*9*9?9*9*9?9*9*9?9?9*9*_*9*9*9*9*9",-12.4,-23.4,35,87480,9999,9999,192,0,0,0,999900,999900,999900,99990,71,2,1,1,999,999,9,999999999,0,0,0,88,999,999,99]
[2005,2,4,23,0,"?9?9?9?9E0?9?9?9*9*9?9*9*9?9*9*9?9?9*9*_*9*9*9*9*9",-13.4,-24,37,87480,9999,9999,198,0,0,0,999900,999900,999900,99990,238,2,6,6,999,999,9,999999999,0,0,0,88,999,999,99]
[2005,2,4,24,0,"?9?9?9?9E0?9?9?9*9*9?9*9*9?9*9*9?9?9*9*_*9*9*9*9*9",-14.4,-24.4,38,87480,9999,9999,200,0,0,0,999900,999900,999900,99990,68,2,8,8,999,999,9,999999999,0,0,0,88,999,999,99]
[2005,2,5,1,0,"?9?9?9?9E0?9?9?9*9*9?9*9*9?9*9*9?9?9*9*_*9*9*9*9*9",-15.3,-24.6,41,87140,9999,9999,179,0,0,0,999900,999900,999900,99990,314,2,0,0,999,999,9,999999999,0,0,0,88,999,999,99]
[2005,2,5,2,0,"?9?9?9?9E0?9?9?9*9*9?9*9*9?9*9*9?9?9*9*_*9*9*9*9*9",-16.3,-25,43,87140,9999,9999,182,0,0,0,999900,999900,999900,99990,331,2,2,2,999,999,9,999999999,0,0,0,88,999,999,99]
[2005,2,5,3,0,"?9?9?9?9E0?9?9?9*9*9?9*9*9?9?9?9?9?9*9*_*9*9*9*9*9",-17.5,-25.7,45,87140,9999,9999,184,0,0,0,999900,999900,999900,99990,0,0,6,6,999,999,9,999999999,0,0,0,88,999,999,99]
[2005,2,5,4,0,"?9?9?9?9E0?9?9?9*9*9?9*9*9?9*9*9?9?9*9*_*9*9*9*9*9",-19,-26.7,47,87140,9999,9999,181,0,0,0,999900,999900,999900,99990,76,0,7,7,999,999,9,999999999,0,0,0,88,999,999,99]
[2005,2,5,5,0,"?9?9?9?9E0?9?9?9*9*9?9*9*9?9*9*9?9?9*9*_*9*9*9*9*9",-20.5,-27.5,50,87140,9999,9999,179,0,0,0,999900,999900,999900,99990,254,0,8,8,999,999,9,999999999,0,0,0,88,999,999,99]
[2005,2,5,6,0,"?9?9?9?9E0?9?9?9*9*9?9*9*9?9*9*9?9?9*9*_*9*9*9*9*9",-21.8,-28.4,52,87140,9999,9999,170,0,0,0,999900,999900,999900,99990,283,0,6,6,999,999,9,999999999,0,0,0,88,999,999,99]
[2005,2,5,7,0,"?9?9?9?9E0?9?9?9*9*9?9*9*9?9*9*9?9?9*9*_*9*9*9*9*9",-22.5,-28.7,53,87140,9999,9999,168,0,0,0,999900,999900,999900,99990,38,0,6,6,999,999,9,999999999,0,0,0,88,999,999,99]
[2005,2,5,8,0,"?9?9?9?9E0?9?9?9*9*9?9*9*9?9*9*9?9?9*9*_*9*9*9*9*9",-22.2,-28.7,52,87140,9999,9999,171,0,0,0,999900,999900,999900,99990,55,0,7,7,999,999,9,999999999,0,0,0,88,999,999,99]
[2005,2,5,9,0,"?9?9?9?9E0?9?9?9*9*9?9*9*9?9?9?9?9?9*9*_*9*9*9*9*9",-20.7,-27.5,51,87140,9999,9999,170,24,101,4,999900,999900,999900,99990,0,0,3,3,999,999,9,999999999,0,0,0,88,999,999,99]
[2005,2,5,10,0,"?9?9?9?9E0?9?9?9*9*9?9*9*9?9*9*9?9?9*9*_*9*9*9*9*9",-17.8,-25.3,48,87140,9999,9999,179,197,505,22,999900,999900,999900,99990,176,0,3,3,999,999,9,999999999,0,0,0,88,999,999,99]
[2005,2,5,11,0,"?9?9?9?9E0?9?9?9*9*9?9*9*9?9*9*9?9?9*9*_*9*9*9*9*9",-13.9,-22.7,44,87140,9999,9999,207,364,693,40,999900,999900,999900,99990,216,0,9,9,999,999,9,999999999,0,0,0,88,999,999,99]
[2005,2,5,12,0,"?9?9?9?9E0?9?9?9*9*9?9*9*9?9*9*9?9?9*9*_*9*9*9*9*9",-9.6999999999999993,-20,39,87140,9999,9999,203,509,768,57,999900,999900,999900,99990,23,0,1,1,999,999,9,999999999,0,0,0,88,999,999,99]
[2005,2,5,13,0,"?9?9?9?9E0?9?9?9*9*9?9*9*9?9*9*9?9?9*9*_*9*9*9*9*9",-5.6,-17.7,34,87140,9999,9999,235,603,773,67,999900,999900,999900,99990,69,0,8,8,999,999,9,999999999,0,0,0,88,999,999,99]
[2005,2,5,14,0,"?9?9?9?9E0?9?9?9*9*9?9*9*9?9*9*9?9?9*9*_*9*9*9*9*9",-2.2999999999999998,-16.399999999999999,29,87140,9999,9999,253,626,769,70,999900,999900,999900,99990,46,0,9,9,999,999,9,999999999,0,0,0,88,999,999,99]
[2005,2,5,15,0,"?9?9?9?9E0?9?9?9*9*9?9*9*9?9?9?9?9?9*9*_*9*9*9*9*9",-0.4,-16.2,25,87140,9999,9999,261,574,752,64,999900,999900,999900,99990,292,2,9,9,999,999,9,999999999,0,0,0,88,999,999,99]
[2005,2,5,16,0,"?9?9?9?9E0?9?9?9*9*9?9*9*9?9*9*9?9?9*9*_*9*9*9*9*9",0,-17,22,87140,9999,9999,237,457,711,51,999900,999900,999900,99990,111,2,1,1,999,999,9,999999999,0,0,0,88,999,999,99]
[2005,2,5,17,0,"?9?9?9?9E0?9?9?9*9*9?9*9*9?9*9*9?9?9*9*_*9*9*9*9*9",-0.5,-18.399999999999999,20,87140,9999,9999,249,300,600,33,999900,999900,999900,99990,277,2,7,7,999,999,9,999999999,0,0,0,88,999,999,99]
[2005,2,5,18,0,"?9?9?9?9E0?9?9?9*9*9?9*9*9?9*9*9?9?9*9*_*9*9*9*9*9",-1.7,-19.8,20,87140,9999,9999,232,133,191,15,999900,999900,999900,99990,260,2,2,2,999,999,9,999999999,0,0,0,88,999,999,99]
[2005,2,5,19,0,"?9?9?9?9E0?9?9?9*9*9?9*9*9?9*9*9?9?9*9*_*9*9*9*9*9",-3.4,-21.5,20,87140,9999,9999,225,0,0,0,999900,999900,999900,99990,113,2,2,2,999,999,9,999999999,0,0,0,88,999,999,99]
[2005,2,5,20,0,"?9?9?9?9E0?9?9?9*9*9?9*9*9?9*9*9?9?9*9*_*9*9*9*9*9",-5.4,-22.8,20,87140,9999,9999,214,0,0,0,999900,999900,999900,99990,36,2,1,1,999,999,9,999999999,0,0,0,88,999,999,99]
[2005,2,5,21,0,"?9?9?9?9E0?9?9?9*9*9?9*9*9?9?9?9?9?9*9*_*9*9*9*9*9",-7.2,-24,21,87140,9999,9999,228,0,0,0,999900,999900,999900,99990,292,2,9,9,999,999,9,999999999,0,0,0,88,999,999,99]
[2005,2,5,22,0,"?9?9?9?9E0?9?9?9*9*9?9*9*9?9*9*9?9?9*9*_*9*9*9*9*9",-8.6999999999999993,-24.8,22,87140,9999,9999,212,0,0,0,999900,999900,999900,99990,135,2,6,6,999,999,9,999999999,0,0,0,88,999,999,99]
[2005,2,5,23,0,"?9?9?9?9E0?9?9?9*9*9?9*9*9?9*9*9?9?9*9*_*9*9*9*9*9",-10,-25.5,23,87140,9999,9999,209,0,0,0,999900,999900,999900,99990,296,2,7,7,999,999,9,999999999,0,0,0,88,999,999,99]
[2005,2,5,24,0,"?9?9?9?9E0?9?9?9*9*9?9*9*9?9*9*9?9?9*9*_*9*9*9*9*9",-11,-25.7,25,87140,9999,9999,209,0,0,0,999900,999900,999900,99990,64,2,8,8,999,999,9,999999999,0,0,0,88,999,999,99]
[2005,2,6,1,0,"?9?9?9?9E0?9?9?9*9*9?9*9*9?9*9*9?9?9*9*_*9*9*9*9*9",-11.9,-25.8,27,86860,9999,9999,191,0,0,0,999900,999900,999900,99990,64,2,1,1,999,999,9,999999999,0,0,0,88,999,999,99]
[2005,2,6,2,0,"?9?9?9?9E0?9?9?9*9*9?9*9*9?9*9*9?9?9*9*_*9*9*9*9*9",-12.8,-26,28,86860,9999,9999,196,0,0,0,999900,999900,999900,99990,256,2,5,5,999,999,9,999999999,0,0,0,88,999,999,99]
[2005,2,6,3,0,"?9?9?9?9E0?9?9?9*9*9?9*9*9?9?9?9?9?9*9*_*9*9*9*9*9",-13.7,-26,31,86860,9999,9999,192,0,0,0,999900,999900,999900,99990,45,1,4,4,999,999,9,999999999,0,0,0,88,999,999,99]
[2005,2,6,4,0,"?9?9?9?9E0?9?9?9*9*9?9*9*9?9*9*9?9?9*9*_*9*9*9*9*9",-14.7,-26,34,86860,9999,9999,188,0,0,0,999900,999900,999900,99990,51,1,3,3,999,999,9,999999999,0,0,0,88,999,999,99]
[2005,2,6,5,0,"?9?9?9?9E0?9?9?9*9*9?9*9*9?9*9*9?9?9*9*_*9*9*9*9*9",-15.7,-26.2,36,86860,9999,9999,184,0,0,0,999900,999900,999900,99990,143,1,3,3,999,999,9,999999999,0,0,0,88,999,999,99]
[2005,2,6,6,0,"?9?9?9?9E0?9?9?9*9*9?9*9*9?9*9*9?9?9*9*_*9*9*9*9*9",-16.600000000000001,-26.5,38,86860,9999,9999,196,0,0,0,999900,999900,999900,99990,105,1,9,9,999,999,9,999999999,0,0,0,88,999,999,99]
[2005,2,6,7,0,"?9?9?9?9E0?9?9?9*9*9?9*9*9?9*9*9?9?9*9*_*9*9*9*9*9",-17.2,-26.8,39,86860,9999,9999,186,0,0,0,999900,999900,999900,99990,95,1,7,7,999,999,9,999999999,0,0,0,88,999,999,99]
[2005,2,6,8,0,"?9?9?9?9E0?9?9?9*9*9?9*9*9?9*9*9?9?9*9*_*9*9*9*9*9",-17.399999999999999,-27,39,86860,9999,9999,180,0,0,0,999900,999900,999900,99990,99,1,4,4,999,999,9,999999999,0,0,0,88,999,999,99]
[2005,2,6,9,0,"?9?9?9?9E0?9?9?9*9*9?9*9*9?9?9?9?9?9*9*_*9*9*9*9*9",-17.100000000000001,-27.3,37,86860,9999,9999,178,24,99,5,999900,999900,999900,99990,45,1,2,2,999,999,9,999999999,0,0,0,88,999,999,99]
[2005,2,6,10,0,"?9?9?9?9E0?9?9?9*9*9?9*9*9?9*9*9?9?9*9*_*9*9*9*9*9",-15.2,-26.8,33,86860,9999,9999,187,200,493,27,999900,999900,999900,99990,248,1,4,4,999,999,9,999999999,0,0,0,88,999,999,99]
[2005,2,6,11,0,"?9?9?9?9E0?9?9?9*9*9?9*9*9?9*9*9?9?9*9*_*9*9*9*9*9",-11.9,-25.8,27,86860,9999,9999,196,210,350,45,999900,999900,999900,99990,155,1,3,3,999,999,9,999999999,0,0,0,88,999,999,99]
[2005,2,6,12,0,"?9?9?9?9E0?9?9?9*9*9?9*9*9?9*9*9?9?9*9*_*9*9*9*9*9",-7.7,-24.6,21,86860,9999,9999,221,512,769,70,999900,999900,999900,99990,129,1,8,8,999,999,9,999999999,0,0,0,88,999,999,99]
[2005,2,6,13,0,"?9?9?9?9E0?9?9?9*9*9?9*9*9?9*9*9?9?9*9*_*9*9*9*9*9",-3.2,-24.6,14,86860,9999,9999,222,606,774,82,999900,999900,999900,99990,188,1,2,2,999,999,9,999999999,0,0,0,88,999,999,99]
[2005,2,6,14,0,"?9?9?9?9E0?9?9?9*9*9?9*9*9?9*9*9?9?9*9*_*9*9*9*9*9",0.9,-25.5,9,86860,9999,9999,243,629,769,85,999900,999900,999900,99990,262,1,6,6,999,999,9,999999999,0,0,0,88,999,999,99]
[2005,2,6,15,0,"?9?9?9?9E0?9?9?9*9*9?9*9*9?9?9?9?9?9*9*_*9*9*9*9*9",4,-27.6,6,86860,9999,9999,241,577,752,78,999900,999900,999900,99990,247,4,1,1,999,999,9,999999999,0,0,0,88,999,999,99]
[2005,2,6,16,0,"?9?9?9?9E0?9?9?9*9*9?9*9*9?9*9*9?9?9*9*_*9*9*9*9*9",5.4,-27.3,6,86860,9999,9999,265,460,713,63,999900,999900,999900,99990,356,4,8,8,999,999,9,999999999,0,0,0,88,999,999,99]
[2005,2,6,17,0,"?9?9?9?9E0?9?9?9*9*9?9*9*9?9*9*9?9?9*9*_*9*9*9*9*9",4.7,-25.3,7,86860,9999,9999,255,303,605,41,999900,999900,999900,99990,51,4,5,5,999,999,9,999999999,0,0,0,88,999,999,99]
[2005,2,6,18,0,"?9?9?9?9E0?9?9?9*9*9?9*9*9?9*9*9?9?9*9*_*9*9*9*9*9",2.9,-22.7,11,86860,9999,9999,237,136,198,18,999900,999900,999900,99990,0,4,0,0,999,999,9,999999999,0,0,0,88,999,999,99]
[2005,2,6,19,0,"?9?9?9?9E0?9?9?9*9*9?9*9*9?9*9*9?9?9*9*_*9*9*9*9*9",0.4,-20.9,15,86860,9999,9999,231,0,0,0,999900,999900,999900,99990,161,4,0,0,999,999,9,999999999,0,0,0,88,999,999,99]
[2005,2,6,20,0,"?9?9?9?9E0?9?9?9*9*9?9*9*9?9*9*9?9?9*9*_*9*9*9*9*9",-2.2000000000000002,-20.5,19,86860,9999,9999,244,0,0,0,999900,999900,999900,99990,338,4,8,8,999,999,9,999999999,0,0,0,88,999,999,99]
[2005,2,6,21,0,"?9?9?9?9E0?9?9?9*9*9?9*9*9?9?9?9?9?9*9*_*9*9*9*9*9",-4.5999999999999996,-20.3,24,86860,9999,9999,232,0,0,0,999900,999900,999900,99990,0,0,7,7,999,999,9,999999999,0,0,0,88,999,999,99]
[2005,2,6,22,0,"?9?9?9?9E0?9?9?9*9*9?9*9*9?9*9*9?9?9*9*_*9*9*9*9*9",-6.4,-20.5,28,86860,9999,9999,221,0,0,0,999900,999900,999900,99990,241,0,5,5,999,999,9,999999999,0,0,0,88,999,999,99]
[2005,2,6,23,0,"?9?9?9?9E0?9?9?9*9*9?9*9*9?9*9*9?9?9*9*_*9*9*9*9*9",-7.6,-20.5,31,86860,9999,9999,222,0,0,0,999900,999900,999900,99990,232,0,7,7,999,999,9,999999999,0,0,0,88,999,999,99]
[2005,2,6,24,0,"?9?9?9?9E0?9?9?9*9*9?9*9*9?9*9*9?9?9*9*_*9*9*9*9*9",-8.4,-20.5,33,86860,9999,9999,213,0,0,0,999900,999900,999900,99990,302,0,4,4,999,999,9,999999999,0,0,0,88,999,999,99]
[2005,2,7,1,0,"?9?9?9?9E0?9?9?9*9*9?9*9*9?9*9*9?9?9*9*_*9*9*9*9*9",-8.9,-20.399999999999999,35,86240,9999,9999,212,0,0,0,999900,999900,999900,99990,332,0,4,4,999,999,9,999999999,0,0,0,88,999,999,99]
[2005,2,7,2,0,"?9?9?9?9E0?9?9?9*9*9?9*9*9?9*9*9?9?9*9*_*9*9*9*9*9",-9.4,-20.399999999999999,36,86240,9999,9999,214,0,0,0,999900,999900,999900,99990,141,0,6,6,999,999,9,999999999,0,0,0,88,999,999,99]
[2005,2,7,3,0,"?9?9?9?9E0?9?9?9*9*9?9*9*9?9?9?9?9?9*9*_*9*9*9*9*9",-9.9,-20.7,37,86240,9999,9999,206,0,0,0,999900,999900,999900,99990,0,0,3,3,999,999,9,999999999,0,0,0,88,999,999,99]
[2005,2,7,4,0,"?9?9?9?9E0?9?9?9*9*9?9*9*9?9*9*9?9?9*9*_*9*9*9*9*9",-10.6,-21.1,38,86240,9999,9999,204,0,0,0,999900,999900,999900,99990,156,0,3,3,999,999,9,999999999,0,0,0,88,999,999,99]
[2005,2,7,5,0,"?9?9?9?9E0?9?9?9*9*9?9*9*9?9*9*9?9?9*9*_*9*9*9*9*9",-11.4,-21.9,38,86240,9999,9999,211,0,0,0,999900,999900,999900,99990,73,0,8,8,999,999,9,999999999,0,0,0,88,999,999,99]
[2005,2,7,6,0,"?9?9?9?9E0?9?9?9*9*9?9*9*9?9*9*9?9?9*9*_*9*9*9*9*9",-12.2,-22.6,38,86240,9999,9999,205,0,0,0,999900,999900,999900,99990,58,0,7,7,999,999,9,999999999,0,0,0,88,999,999,99]
[2005,2,7,7,0,"?9?9?9?9E0?9?9?9*9*9?9*9*9?9*9*9?9?9*9*_*9*9*9*9*9",-12.8,-23.1,38,86240,9999,9999,206,0,0,0,999900,999900,999900,99990,183,0,8,8,999,999,9,999999999,0,0,0,88,999,999,99]
[2005,2,7,8,0,"?9?9?9?9E0?9?9?9*9*9?9*9*9?9*9*9?9?9*9*_*9*9*9*9*9",-13,-23.5,37,86240,9999,9999,209,0,0,0,999900,999900,999900,99990,320,0,9,9,999,999,9,999999999,0,0,0,88,999,999,99]
[2005,2,7,9,0,"?9?9?9?9E0?9?9?9*9*9?9*9*9?9?9?9?9?9*9*_*9*9*9*9*9",-10.8,-21.7,36,86240,9999,9999,218,38,122,14,999900,999900,999900,99990,22,2,9,9,999,999,9,999999999,0,0,0,88,999,999,99]
[2005,2,7,10,0,"?9?9?9?9E0?9?9?9*9*9?9*9*9?9*9*9?9?9*9*_*9*9*9*9*9",-8.3000000000000007,-19.8,35,86240,9999,9999,204,100,0,100,999900,999900,999900,99990,342,2,0,0,999,999,9,999999999,0,0,0,88,999,999,99]
[2005,2,7,11,0,"?9?9?9?9E0?9?9?9*9*9?9*9*9?9*9*9?9?9*9*_*9*9*9*9*9",-6.4,-18.5,33,86240,9999,9999,223,309,416,111,999900,999900,999900,99990,258,2,5,5,999,999,9,999999999,0,0,0,88,999,999,99]
[2005,2,7,12,0,"?9?9?9?9E0?9?9?9*9*9?9*9*9?9*9*9?9?9*9*_*9*9*9*9*9",-4.9000000000000004,-17.7,32,86240,9999,9999,243,533,730,131,999900,999900,999900,99990,97,2,9,9,999,999,9,999999999,0,0,0,88,999,999,99]
[2005,2,7,13,0,"?9?9?9?9E0?9?9?9*9*9?9*9*9?9*9*9?9?9*9*_*9*9*9*9*9",-3.2,-16.7,30,86240,9999,9999,234,508,561,183,999900,999900,999900,99990,167,2,4,4,999,999,9,999999999,0,0,0,88,999,999,99]
[2005,2,7,14,0,"?9?9?9?9E0?9?9?9*9*9?9*9*9?9*9*9?9?9*9*_*9*9*9*9*9",-0.9,-15.4,28,86240,9999,9999,259,310,0,310,999900,999900,999900,99990,16,2,9,9,999,999,9,999999999,0,0,0,88,999,999,99]
[2005,2,7,15,0,"?9?9?9?9E0?9?9?9*9*9?9*9*9?9?9?9?9?9*9*_*9*9*9*9*9",2.2999999999999998,-13.5,26,86240,9999,9999,268,484,642,174,999900,999900,999900,99990,0,0,8,8,999,999,9,999999999,0,0,0,88,999,999,99]
[2005,2,7,16,0,"?9?9?9?9E0?9?9?9*9*9?9*9*9?9*9*9?9?9*9*_*9*9*9*9*9",5.0999999999999996,-12.3,24,86240,9999,9999,273,480,714,118,999900,999900,999900,99990,180,0,6,6,999,999,9,999999999,0,0,0,88,999,999,99]
[2005,2,7,17,0,"?9?9?9?9E0?9?9?9*9*9?9*9*9?9*9*9?9?9*9*_*9*9*9*9*9",4.5999999999999996,-13.7,22,86240,9999,9999,257,255,609,92,999900,999900,999900,99990,71,0,1,1,999,999,9,999999999,0,0,0,88,999,999,99]
[2005,2,7,18,0,"?9?9?9?9E0?9?9?9*9*9?9*9*9?9*9*9?9?9*9*_*9*9*9*9*9",3.3,-15.6,20,86240,9999,9999,254,68,0,68,999900,999900,999900,99990,168,0,2,2,999,999,9,999999999,0,0,0,88,999,999,99]
[2005,2,7,19,0,"?9?9?9?9E0?9?9?9*9*9?9*9*9?9*9*9?9?9*9*_*9*9*9*9*9",1.5,-17.8,19,86240,9999,9999,256,0,0,0,999900,999900,999900,99990,158,0,7,7,999,999,9,999999999,0,0,0,88,999,999,99]
[2005,2,7,20,0,"?9?9?9?9E0?9?9?9*9*9?9*9*9?9*9*9?9?9*9*_*9*9*9*9*9",-0.5,-20.100000000000001,17,86240,9999,9999,244,0,0,0,999900,999900,999900,99990,61,0,6,6,999,999,9,999999999,0,0,0,88,999,999,99]
[2005,2,7,21,0,"?9?9?9?9E0?9?9?9*9*9?9*9*9?9?9?9?9?9*9*_*9*9*9*9*9",-2.2000000000000002,-21.9,17,86240,9999,9999,221,0,0,0,999900,999900,999900,99990,22,2,0,0,999,999,9,999999999,0,0,0,88,999,999,99]
[2005,2,7,22,0,"?9?9?9?9E0?9?9?9*9*9?9*9*9?9*9*9?9?9*9*_*9*9*9*9*9",-3.5,-22.8,17,86240,9999,9999,227,0,0,0,999900,999900,999900,99990,346,2,4,4,999,999,9,999999999,0,0,0,88,999,999,99]
[2005,2,7,23,0,"?9?9?9?9E0?9?9?9*9*9?9*9*9?9*9*9?9?9*9*_*9*9*9*9*9",-4.4000000000000004,-22.9,18,86240,9999,9999,239,0,0,0,999900,999900,999900,99990,53,2,9,9,999,999,9,999999999,0,0,0,88,999,999,99]
[2005,2,7,24,0,"?9?9?9?9E0?9?9?9*9*9?9*9*9?9*9*9?9?9*9*_*9*9*9*9*9",-5,-22.8,20,86240,9999,9999,220,0,0,0,999900,999900,999900,99990,143,2,3,3,999,999,9,999999999,0,0,0,88,999,999,99]
[2005,2,8,1,0,"?9?9?9?9E0?9?9?9*9*9?9*9*9?9*9*9?9?9*9*_*9*9*9*9*9",-5.6,-22.2,22,86230,9999,9999,219,0,0,0,999900,999900,999900,99990,52,2,3,3,999,999,9,999999999,0,0,0,88,999,999,99]
[2005,2,8,2,0,"?9?9?9?9E0?9?9?9*9*9?9*9*9?9*9*9?9?9*9*_*9*9*9*9*9",-6.1,-21.6,24,86230,9999,9999,220,0,0,0,999900,999900,999900,99990,324,2,4,4,999,999,9,999999999,0,0,0,88,999,999,99]
[2005,2,8,3,0,"?9?9?9?9E0?9?9?9*9*9?9*9*9?9?9?9?9?9*9*_*9*9*9*9*9",-6.7,-21,27,86230,9999,9999,220,0,0,0,999900,999900,999900,99990,157,1,5,5,999,999,9,999999999,0,0,0,88,999,999,99]
[2005,2,8,4,0,"?9?9?9?9E0?9?9?9*9*9?9*9*9?9*9*9?9?9*9*_*9*9*9*9*9",-7.6,-20.7,30,86230,9999,9999,216,0,0,0,999900,999900,999900,99990,185,1,4,4,999,999,9,999999999,0,0,0,88,999,999,99]
[2005,2,8,5,0,"?9?9?9?9E0?9?9?9*9*9?9*9*9?9*9*9?9?9*9*_*9*9*9*9*9",-8.5,-20.5,33,86230,9999,9999,227,0,0,0,999900,999900,999900,99990,24,1,9,9,999,999,9,999999999,0,0,0,88,999,999,99]
[2005,2,8,6,0,"?9?9?9?9E0?9?9?9*9*9?9*9*9?9*9*9?9?9*9*_*9*9*9*9*9",-9.4,-20.7,35,86230,9999,9999,208,0,0,0,999900,999900,999900,99990,0,1,3,3,999,999,9,999999999,0,0,0,88,999,999,99]
[2005,2,8,7,0,"?9?9?9?9E0?9?9?9*9*9?9*9*9?9*9*9?9?9*9*_*9*9*9*9*9",-10.1,-20.7,37,86230,9999,9999,201,0,0,0,999900,999900,999900,99990,288,1,1,1,999,999,9,999999999,0,0,0,88,999,999,99]
[2005,2,8,8,0,"?9?9?9?9E0?9?9?9*9*9?9*9*9?9*9*9?9?9*9*_*9*9*9*9*9",-10.3,-20.8,38,86230,9999,9999,200,0,0,0,999900,999900,999900,99990,57,1,1,1,999,999,9,999999999,0,0,0,88,999,999,99]
[2005,2,8,9,0,"?9?9?9?9E0?9?9?9*9*9?9*9*9?9?9?9?9?9*9*_*9*9*9*9*9",-8.6999999999999993,-19.5,37,86230,9999,9999,227,45,110,23,999900,999900,999900,99990,360,2,9,9,999,999,9,999999999,0,0,0,88,999,999,99]
[2005,2,8,10,0,"?9?9?9?9E0?9?9?9*9*9?9*9*9?9*9*9?9?9*9*_*9*9*9*9*9",-6.3,-18.2,34,86230,9999,9999,237,192,266,97,999900,999900,999900,99990,140,2,9,9,999,999,9,999999999,0,0,0,88,999,999,99]
[2005,2,8,11,0,"?9?9?9?9E0?9?9?9*9*9?9*9*9?9*9*9?9?9*9*_*9*9*9*9*9",-4,-17.2,31,86230,9999,9999,229,153,0,153,999900,999900,999900,99990,87,2,3,3,999,999,9,999999999,0,0,0,88,999,999,99]
[2005,2,8,12,0,"?9?9?9?9E0?9?9?9*9*9?9*9*9?9*9*9?9?9*9*_*9*9*9*9*9",-1.9,-17,26,86230,9999,9999,254,483,432,243,999900,999900,999900,99990,357,2,9,9,999,999,9,999999999,0,0,0,88,999,999,99]
[2005,2,8,13,0,"?9?9?9?9E0?9?9?9*9*9?9*9*9?9*9*9?9?9*9*_*9*9*9*9*9",0,-17.2,22,86230,9999,9999,256,570,486,286,999900,999900,999900,99990,108,2,8,8,999,999,9,999999999,0,0,0,88,999,999,99]
[2005,2,8,14,0,"?9?9?9?9E0?9?9?9*9*9?9*9*9?9*9*9?9?9*9*_*9*9*9*9*9",1.6,-17.8,19,86230,9999,9999,242,260,0,260,999900,999900,999900,99990,100,2,1,1,999,999,9,999999999,0,0,0,88,999,999,99]
[2005,2,8,15,0,"?9?9?9?9E0?9?9?9*9*9?9*9*9?9?9?9?9?9*9*_*9*9*9*9*9",2.8,-18.399999999999999,16,86230,9999,9999,254,239,0,239,999900,999900,999900,99990,360,3,4,4,999,999,9,999999999,0,0,0,88,999,999,99]
[2005,2,8,16,0,"?9?9?9?9E0?9?9?9*9*9?9*9*9?9*9*9?9?9*9*_*9*9*9*9*9",3.4,-18.399999999999999,15,86230,9999,9999,273,434,585,218,999900,999900,999900,99990,37,3,9,9,999,999,9,999999999,0,0,0,88,999,999,99]
[2005,2,8,17,0,"?9?9?9?9E0?9?9?9*9*9?9*9*9?9*9*9?9?9*9*_*9*9*9*9*9",2.9,-18.2,16,86230,9999,9999,246,127,0,127,999900,999900,999900,99990,347,3,1,1,999,999,9,999999999,0,0,0,88,999,999,99]
[2005,2,8,18,0,"?9?9?9?9E0?9?9?9*9*9?9*9*9?9*9*9?9?9*9*_*9*9*9*9*9",1.6,-18,18,86230,9999,9999,237,58,0,58,999900,999900,999900,99990,65,3,0,0,999,999,9,999999999,0,0,0,88,999,999,99]
[2005,2,8,19,0,"?9?9?9?9E0?9?9?9*9*9?9*9*9?9*9*9?9?9*9*_*9*9*9*9*9",-0.2,-18.3,20,86230,9999,9999,245,0,0,0,999900,999900,999900,99990,110,3,5,5,999,999,9,999999999,0,0,0,88,999,999,99]
[2005,2,8,20,0,"?9?9?9?9E0?9?9?9*9*9?9*9*9?9*9*9?9?9*9*_*9*9*9*9*9",-2.2000000000000002,-18.8,23,86230,9999,9999,239,0,0,0,999900,999900,999900,99990,88,3,6,6,999,999,9,999999999,0,0,0,88,999,999,99]
[2005,2,8,21,0,"?9?9?9?9E0?9?9?9*9*9?9*9*9?9?9?9?9?9*9*_*9*9*9*9*9",-4,-19.399999999999999,25,86230,9999,9999,244,0,0,0,999900,999900,999900,99990,67,2,9,9,999,999,9,999999999,0,0,0,88,999,999,99]
[2005,2,8,22,0,"?9?9?9?9E0?9?9?9*9*9?9*9*9?9*9*9?9?9*9*_*9*9*9*9*9",-5.4,-20.100000000000001,26,86230,9999,9999,225,0,0,0,999900,999900,999900,99990,291,2,5,5,999,999,9,999999999,0,0,0,88,999,999,99]
[2005,2,8,23,0,"?9?9?9?9E0?9?9?9*9*9?9*9*9?9*9*9?9?9*9*_*9*9*9*9*9",-6.5,-20.7,27,86230,9999,9999,217,0,0,0,999900,999900,999900,99990,56,2,3,3,999,999,9,999999999,0,0,0,88,999,999,99]
[2005,2,8,24,0,"?9?9?9?9E0?9?9?9*9*9?9*9*9?9*9*9?9?9*9*_*9*9*9*9*9",-7.3,-21.1,28,86230,9999,9999,206,0,0,0,999900,999900,999900,99990,113,2,0,0,999,999,9,999999999,0,0,0,88,999,999,99]
[2005,2,9,1,0,"?9?9?9?9E0?9?9?9*9*9?9*9*9?9*9*9?9?9*9*_*9*9*9*9*9",-8,-21.4,29,86710,9999,9999,214,0,0,0,999900,999900,999900,99990,318,2,4,4,999,999,9,999999999,0,0,0,88,999,999,99]
[2005,2,9,2,0,"?9?9?9?9E0?9?9?9*9*9?9*9*9?9*9*9?9?9*9*_*9*9*9*9*9",-8.6999999999999993,-21.5,31,86710,9999,9999,217,0,0,0,999900,999900,999900,99990,172,2,7,7,999,999,9,999999999,0,0,0,88,999,999,99]
[2005,2,9,3,0,"?9?9?9?9E0?9?9?9*9*9?9*9*9?9?9?9?9?9*9*_*9*9*9*9*9",-9.5,-21.5,33,86710,9999,9999,223,0,0,0,999900,999900,999900,99990,22,2,9,9,999,999,9,999999999,0,0,0,88,999,999,99]
[2005,2,9,4,0,"?9?9?9?9E0?9?9?9*9*9?9*9*9?9*9*9?9?9*9*_*9*9*9*9*9",-10.5,-21.4,36,86710,9999,9999,207,0,0,0,999900,999900,999900,99990,142,2,5,5,999,999,9,999999999,0,0,0,88,999,999,99]
[2005,2,9,5,0,"?9?9?9?9E0?9?9?9*9*9?9*9*9?9*9*9?9?9*9*_*9*9*9*9*9",-11.6,-21.4,40,86710,9999,9999,211,0,0,0,999900,999900,999900,99990,77,2,8,8,999,999,9,999999999,0,0,0,88,999,999,99]
[2005,2,9,6,0,"?9?9?9?9E0?9?9?9*9*9?9*9*9?9*9*9?9?9*9*_*9*9*9*9*9",-12.5,-21.4,44,86710,9999,9999,199,0,0,0,999900,999900,999900,99990,92,2,4,4,999,999,9,999999999,0,0,0,88,999,999,99]
[2005,2,9,7,0,"?9?9?9?9E0?9?9?9*9*9?9*9*9?9*9*9?9?9*9*_*9*9*9*9*9",-13.2,-21.4,47,86710,9999,9999,210,0,0,0,999900,999900,999900,99990,241,2,9,9,999,999,9,999999999,0,0,0,88,999,999,99]
[2005,2,9,8,0,"?9?9?9?9E0?9?9?9*9*9?9*9*9?9*9*9?9?9*9*_*9*9*9*9*9",-13.5,-21.4,48,86710,9999,9999,198,0,0,0,999900,999900,999900,99990,231,2,5,5,999,999,9,999999999,0,0,0,88,999,999,99]
[2005,2,9,9,0,"?9?9?9?9E0?9?9?9*9*9?9*9*9?9?9?9?9?9*9*_*9*9*9*9*9",-12.8,-20.9,47,86710,9999,9999,200,30,114,6,999900,999900,999900,99990,22,1,5,5,999,999,9,999999999,0,0,0,88,999,999,99]
[2005,2,9,10,0,"?9?9?9?9E0?9?9?9*9*9?9*9*9?9*9*9?9?9*9*_*9*9*9*9*9",-11,-19.899999999999999,44,86710,9999,9999,219,219,524,29,999900,999900,999900,99990,174,1,9,9,999,999,9,999999999,0,0,0,88,999,999,99]
[2005,2,9,11,0,"?9?9?9?9E0?9?9?9*9*9?9*9*9?9*9*9?9?9*9*_*9*9*9*9*9",-8.5,-18.8,39,86710,9999,9999,229,394,707,52,999900,999900,999900,99990,94,1,9,9,999,999,9,999999999,0,0,0,88,999,999,99]
[2005,2,9,12,0,"?9?9?9?9E0?9?9?9*9*9?9*9*9?9*9*9?9?9*9*_*9*9*9*9*9",-5.6,-17.7,33,86710,9999,9999,235,545,770,72,999900,999900,999900,99990,177,1,8,8,999,999,9,999999999,0,0,0,88,999,999,99]
[2005,2,9,13,0,"?9?9?9?9E0?9?9?9*9*9?9*9*9?9*9*9?9?9*9*_*9*9*9*9*9",-2.5,-17.100000000000001,28,86710,9999,9999,240,643,776,85,999900,999900,999900,99990,9,1,6,6,999,999,9,999999999,0,0,0,88,999,999,99]
[2005,2,9,14,0,"?9?9?9?9E0?9?9?9*9*9?9*9*9?9*9*9?9?9*9*_*9*9*9*9*9",0.3,-16.600000000000001,23,86710,9999,9999,245,667,771,88,999900,999900,999900,99990,227,1,3,3,999,999,9,999999999,0,0,0,88,999,999,99]
[2005,2,9,15,0,"?9?9?9?9E0?9?9?9*9*9?9*9*9?9?9?9?9?9*9*_*9*9*9*9*9",2.7,-16.600000000000001,19,86710,9999,9999,243,344,554,72,999900,999900,999900,99990,225,3,0,0,999,999,9,999999999,0,0,0,88,999,999,99]
[2005,2,9,16,0,"?9?9?9?9E0?9?9?9*9*9?9*9*9?9*9*9?9?9*9*_*9*9*9*9*9",3.9,-16.399999999999999,18,86710,9999,9999,264,491,717,65,999900,999900,999900,99990,117,3,6,6,999,999,9,999999999,0,0,0,88,999,999,99]
[2005,2,9,17,0,"?9?9?9?9E0?9?9?9*9*9?9*9*9?9*9*9?9?9*9*_*9*9*9*9*9",3.5,-16.3,19,86710,9999,9999,276,326,617,43,999900,999900,999900,99990,49,3,9,9,999,999,9,999999999,0,0,0,88,999,999,99]
[2005,2,9,18,0,"?9?9?9?9E0?9?9?9*9*9?9*9*9?9*9*9?9?9*9*_*9*9*9*9*9",2.6,-15.9,21,86710,9999,9999,251,151,221,20,999900,999900,999900,99990,117,3,2,2,999,999,9,999999999,0,0,0,88,999,999,99]
[2005,2,9,19,0,"?9?9?9?9E0?9?9?9*9*9?9*9*9?9*9*9?9?9*9*_*9*9*9*9*9",1.3,-15.5,23,86710,9999,9999,249,0,0,0,999900,999900,999900,99990,356,3,3,3,999,999,9,999999999,0,0,0,88,999,999,99]
[2005,2,9,20,0,"?9?9?9?9E0?9?9?9*9*9?9*9*9?9*9*9?9?9*9*_*9*9*9*9*9",-0.2,-15.5,26,86710,9999,9999,245,0,0,0,999900,999900,999900,99990,72,3,4,4,999,999,9,999999999,0,0,0,88,999,999,99]
[2005,2,9,21,0,"?9?9?9?9E0?9?9?9*9*9?9*9*9?9?9?9?9?9*9*_*9*9*9*9*9",-1.8,-15.8,29,86710,9999,9999,235,0,0,0,999900,999900,999900,99990,202,2,2,2,999,999,9,999999999,0,0,0,88,999,999,99]
[2005,2,9,22,0,"?9?9?9?9E0?9?9?9*9*9?9*9*9?9*9*9?9?9*9*_*9*9*9*9*9",-3.2,-16.3,31,86710,9999,9999,227,0,0,0,999900,999900,999900,99990,232,2,1,1,999,999,9,999999999,0,0,0,88,999,999,99]
[2005,2,9,23,0,"?9?9?9?9E0?9?9?9*9*9?9*9*9?9*9*9?9?9*9*_*9*9*9*9*9",-4.5,-17,33,86710,9999,9999,231,0,0,0,999900,999900,999900,99990,343,2,5,5,999,999,9,999999999,0,0,0,88,999,999,99]
[2005,2,9,24,0,"?9?9?9?9E0?9?9?9*9*9?9*9*9?9*9*9?9?9*9*_*9*9*9*9*9",-5.6,-17.600000000000001,34,86710,9999,9999,221,0,0,0,999900,999900,999900,99990,281,2,2,2,999,999,9,999999999,0,0,0,88,999,999,99]
[2005,2,10,1,0,"?9?9?9?9E0?9?9?9*9*9?9*9*9?9*9*9?9?9*9*_*9*9*9*9*9",-6.7,-18.2,35,86460,9999,9999,230,0,0,0,999900,999900,999900,99990,354,2,8,8,999,999,9,999999999,0,0,0,88,999,999,99]
[2005,2,10,2,0,"?9?9?9?9E0?9?9?9*9*9?9*9*9?9*9*9?9?9*9*_*9*9*9*9*9",-7.7,-18.600000000000001,37,86460,9999,9999,227,0,0,0,999900,999900,999900,99990,243,2,8,8,999,999,9,999999999,0,0,0,88,999,999,99]
[2005,2,10,3,0,"?9?9?9?9E0?9?9?9*9*9?9*9*9?9?9?9?9?9*9*_*9*9*9*9*9",-8.6999999999999993,-19,39,86460,9999,9999,215,0,0,0,999900,999900,999900,99990,0,0,5,5,999,999,9,999999999,0,0,0,88,999,999,99]
[2005,2,10,4,0,"?9?9?9?9E0?9?9?9*9*9?9*9*9?9*9*9?9?9*9*_*9*9*9*9*9",-9.6999999999999993,-19.2,41,86460,9999,9999,210,0,0,0,999900,999900,999900,99990,86,0,4,4,999,999,9,999999999,0,0,0,88,999,999,99]
[2005,2,10,5,0,"?9?9?9?9E0?9?9?9*9*9?9*9*9?9*9*9?9?9*9*_*9*9*9*9*9",-10.6,-19.2,45,86460,9999,9999,206,0,0,0,999900,999900,999900,99990,79,0,3,3,999,999,9,999999999,0,0,0,88,999,999,99]
[2005,2,10,6,0,"?9?9?9?9E0?9?9?9*9*9?9*9*9?9*9*9?9?9*9*_*9*9*9*9*9",-11.3,-19.399999999999999,47,86460,9999,9999,214,0,0,0,999900,999900,999900,99990,270,0,8,8,999,999,9,999999999,0,0,0,88,999,999,99]
[2005,2,10,7,0,"?9?9?9?9E0?9?9?9*9*9?9*9*9?9*9*9?9?9*9*_*9*9*9*9*9",-11.8,-19.399999999999999,50,86460,9999,9999,197,0,0,0,999900,999900,999900,99990,278,0,1,1,999,999,9,999999999,0,0,0,88,999,999,99]
[2005,2,10,8,0,"?9?9?9?9E0?9?9?9*9*9?9*9*9?9*9*9?9?9*9*_*9*9*9*9*9",-12,-19.5,50,86460,9999,9999,203,0,0,0,999900,999900,999900,99990,48,0,4,4,999,999,9,999999999,0,0,0,88,999,999,99]
[2005,2,10,9,0,"?9?9?9?9E0?9?9?9*9*9?9*9*9?9?9?9?9?9*9*_*9*9*9*9*9",-11.6,-19.2,49,86460,9999,9999,207,52,192,11,999900,999900,999900,99990,22,1,6,6,999,999,9,999999999,0,0,0,88,999,999,99]
[2005,2,10,10,0,"?9?9?9?9E0?9?9?9*9*9?9*9*9?9*9*9?9?9*9*_*9*9*9*9*9",-9.9,-18.5,46,86460,9999,9999,213,121,0,121,999900,999900,999900,99990,79,1,6,6,999,999,9,999999999,0,0,0,88,999,999,99]
[2005,2,10,11,0,"?9?9?9?9E0?9?9?9*9*9?9*9*9?9*9*9?9?9*9*_*9*9*9*9*9",-7.2,-17.100000000000001,41,86460,9999,9999,209,367,586,81,999900,999900,999900,99990,120,1,0,0,999,999,9,999999999,0,0,0,88,999,999,99]
[2005,2,10,12,0,"?9?9?9?9E0?9?9?9*9*9?9*9*9?9*9*9?9?9*9*_*9*9*9*9*9",-3.8,-15.6,35,86460,9999,9999,243,517,771,73,999900,999900,999900,99990,58,1,8,8,999,999,9,999999999,0,0,0,88,999,999,99]
[2005,2,10,13,0,"?9?9?9?9E0?9?9?9*9*9?9*9*9?9*9*9?9?9*9*_*9*9*9*9*9",-0.1,-14.3,29,86460,9999,9999,258,609,776,86,999900,999900,999900,99990,191,1,8,8,999,999,9,999999999,0,0,0,88,999,999,99]
[2005,2,10,14,0,"?9?9?9?9E0?9?9?9*9*9?9*9*9?9*9*9?9?9*9*_*9*9*9*9*9",3.4,-13.8,24,86460,9999,9999,278,631,772,89,999900,999900,999900,99990,102,1,9,9,999,999,9,999999999,0,0,0,88,999,999,99]
[2005,2,10,15,0,"?9?9?9?9E0?9?9?9*9*9?9*9*9?9?9?9?9?9*9*_*9*9*9*9*9",6.3,-13.9,19,86460,9999,9999,272,569,756,126,999900,999900,999900,99990,360,3,4,4,999,999,9,999999999,0,0,0,88,999,999,99]
[2005,2,10,16,0,"?9?9?9?9E0?9?9?9*9*9?9*9*9?9*9*9?9?9*9*_*9*9*9*9*9",7.8,-14.6,16,86460,9999,9999,285,466,719,66,999900,999900,999900,99990,38,3,7,7,999,999,9,999999999,0,0,0,88,999,999,99]
[2005,2,10,17,0,"?9?9?9?9E0?9?9?9*9*9?9*9*9?9*9*9?9?9*9*_*9*9*9*9*9",7.2,-16,15,86460,9999,9999,264,311,621,44,999900,999900,999900,99990,283,3,1,1,999,999,9,999999999,0,0,0,88,999,999,99]
[2005,2,10,18,0,"?9?9?9?9E0?9?9?9*9*9?9*9*9?9*9*9?9?9*9*_*9*9*9*9*9",5.5,-17.100000000000001,15,86460,9999,9999,265,146,230,21,999900,999900,999900,99990,236,3,4,4,999,999,9,999999999,0,0,0,88,999,999,99]
[2005,2,10,19,0,"?9?9?9?9E0?9?9?9*9*9?9*9*9?9*9*9?9?9*9*_*9*9*9*9*9",3.3,-18,16,86460,9999,9999,251,0,0,0,999900,999900,999900,99990,19,3,2,2,999,999,9,999999999,0,0,0,88,999,999,99]
[2005,2,10,20,0,"?9?9?9?9E0?9?9?9*9*9?9*9*9?9*9*9?9?9*9*_*9*9*9*9*9",0.9,-18.5,18,86460,9999,9999,235,0,0,0,999900,999900,999900,99990,177,3,0,0,999,999,9,999999999,0,0,0,88,999,999,99]
[2005,2,10,21,0,"?9?9?9?9E0?9?9?9*9*9?9*9*9?9?9?9?9?9*9*_*9*9*9*9*9",-1.2,-18.7,21,86460,9999,9999,255,0,0,0,999900,999900,999900,99990,22,2,9,9,999,999,9,999999999,0,0,0,88,999,999,99]
[2005,2,10,22,0,"?9?9?9?9E0?9?9?9*9*9?9*9*9?9*9*9?9?9*9*_*9*9*9*9*9",-2.7,-18.5,25,86460,9999,9999,222,0,0,0,999900,999900,999900,99990,193,2,0,0,999,999,9,999999999,0,0,0,88,999,999,99]
[2005,2,10,23,0,"?9?9?9?9E0?9?9?9*9*9?9*9*9?9*9*9?9?9*9*_*9*9*9*9*9",-3.7,-18,28,86460,9999,9999,220,0,0,0,999900,999900,999900,99990,305,2,0,0,999,999,9,999999999,0,0,0,88,999,999,99]
[2005,2,10,24,0,"?9?9?9?9E0?9?9?9*9*9?9*9*9?9*9*9?9?9*9*_*9*9*9*9*9",-4.4000000000000004,-17.2,32,86460,9999,9999,225,0,0,0,999900,999900,999900,99990,336,2,2,2,999,999,9,999999999,0,0,0,88,999,999,99]
[2005,2,11,1,0,"?9?9?9?9E0?9?9?9*9*9?9*9*9?9*9*9?9?9*9*_*9*9*9*9*9",-4.8,-16.600000000000001,35,86240,9999,9999,217,0,0,0,999900,999900,999900,99990,11,2,0,0,999,999,9,999999999,0,0,0,88,999,999,99]
[2005,2,11,2,0,"?9?9?9?9E0?9?9?9*9*9?9*9*9?9*9*9?9?9*9*_*9*9*9*9*9",-5.0999999999999996,-16.100000000000001,38,86240,9999,9999,224,0,0,0,999900,999900,999900,99990,122,2,2,2,999,999,9,999999999,0,0,0,88,999,999,99]
[2005,2,11,3,0,"?9?9?9?9E0?9?9?9*9*9?9*9*9?9?9?9?9?9*9*_*9*9*9*9*9",-5.5,-16.100000000000001,39,86240,9999,9999,233,0,0,0,999900,999900,999900,99990,0,0,7,7,999,999,9,999999999,0,0,0,88,999,999,99]
[2005,2,11,4,0,"?9?9?9?9E0?9?9?9*9*9?9*9*9?9*9*9?9?9*9*_*9*9*9*9*9",-6.1,-16.5,39,86240,9999,9999,220,0,0,0,999900,999900,999900,99990,3,0,2,2,999,999,9,999999999,0,0,0,88,999,999,99]
[2005,2,11,5,0,"?9?9?9?9E0?9?9?9*9*9?9*9*9?9*9*9?9?9*9*_*9*9*9*9*9",-6.8,-17.2,39,86240,9999,9999,236,0,0,0,999900,999900,999900,99990,75,0,9,9,999,999,9,999999999,0,0,0,88,999,999,99]
[2005,2,11,6,0,"?9?9?9?9E0?9?9?9*9*9?9*9*9?9*9*9?9?9*9*_*9*9*9*9*9",-7.4,-18.2,38,86240,9999,9999,220,0,0,0,999900,999900,999900,99990,160,0,5,5,999,999,9,999999999,0,0,0,88,999,999,99]
[2005,2,11,7,0,"?9?9?9?9E0?9?9?9*9*9?9*9*9?9*9*9?9?9*9*_*9*9*9*9*9",-7.9,-19.100000000000001,36,86240,9999,9999,226,0,0,0,999900,999900,999900,99990,43,0,8,8,999,999,9,999999999,0,0,0,88,999,999,99]
[2005,2,11,8,0,"?9?9?9?9E0?9?9?9*9*9?9*9*9?9*9*9?9?9*9*_*9*9*9*9*9",-8.1,-19.899999999999999,34,86240,9999,9999,221,0,0,0,999900,999900,999900,99990,279,0,7,7,999,999,9,999999999,0,0,0,88,999,999,99]
[2005,2,11,13,0,"?9?9?9?9E0?9?9?9*9*9?9*9*9?9*9*9?9?9*9*_*9*9*9*9*9",-0.5,-15.4,27,86240,9999,9999,233,280,0,280,999900,999900,999900,99990,231,3,0,0,999,999,9,999999999,0,0,0,88,999,999,99]
[2005,2,11,18,0,"?9?9?9?9E0?9?9?9*9*9?9*9*9?9*9*9?9?9*9*_*9*9*9*9*9",5.6,-8,34,86240,9999,9999,266,262,240,131,999900,999900,999900,99990,14,3,1,1,999,999,9,999999999,0,0,0,88,999,999,99]
[2005,2,12,3,0,"?9?9?9?9E0?9?9?9*9*9?9*9*9?9?9?9?9?9*9*_*9*9*9*9*9",-5.5,-10.8,63,86150,9999,9999,233,0,0,0,999900,999900,999900,99990,0,0,5,5,999,999,9,999999999,0,0,0,88,999,999,99]
[2005,2,12,11,0,"?9?9?9?9E0?9?9?9*9*9?9*9*9?9*9*9?9?9*9*_*9*9*9*9*9",-2.8,-11.2,48,86150,9999,9999,247,372,552,98,999900,999900,999900,99990,162,0,7,7,999,999,9,999999999,0,0,0,88,999,999,99]
[2005,2,12,17,0,"?9?9?9?9E0?9?9?9*9*9?9*9*9?9*9*9?9?9*9*_*9*9*9*9*9",7.2,-14.7,17,86150,9999,9999,276,310,628,82,999900,999900,999900,99990,156,2,5,5,999,999,9,999999999,0,0,0,88,999,999,99]
[2005,2,13,4,0,"?9?9?9?9E0?9?9?9*9*9?9*9*9?9*9*9?9?9*9*_*9*9*9*9*9",-5.2,-16.399999999999999,37,86580,9999,9999,220,0,0,0,999900,999900,999900,99990,110,2,1,1,999,999,9,999999999,0,0,0,88,999,999,99]
[2005,2,13,7,0,"?9?9?9?9E0?9?9?9*9*9?9*9*9?9*9*9?9?9*9*_*9*9*9*9*9",-9.6,-17.600000000000001,48,86580,9999,9999,226,0,0,0,999900,999900,999900,99990,182,2,9,9,999,999,9,999999999,0,0,0,88,999,999,99]
[2005,2,13,13,0,"?9?9?9?9E0?9?9?9*9*9?9*9*9?9*9*9?9?9*9*_*9*9*9*9*9",-1.5,-13.1,36,86580,9999,9999,241,388,515,76,999900,999900,999900,99990,279,3,3,3,999,999,9,999999999,0,0,0,88,999,999,99]
[2005,2,13,21,0,"?9?9?9?9E0?9?9?9*9*9?9*9*9?9?9?9?9?9*9*_*9*9*9*9*9",-4.9000000000000004,-17.600000000000001,32,86580,9999,9999,220,0,0,0,999900,999900,999900,99990,360,3,1,1,999,999,9,999999999,0,0,0,88,999,999,99]
[2005,2,14,6,0,"?9?9?9?9E0?9?9?9*9*9?9*9*9?9*9*9?9?9*9*_*9*9*9*9*9",-12.1,-19.5,50,86490,9999,9999,208,0,0,0,999900,999900,999900,99990,173,2,7,7,999,999,9,999999999,0,0,0,88,999,999,99]
[2005,2,14,14,0,"?9?9?9?9E0?9?9?9*9*9?9*9*9?9*9*9?9?9*9*_*9*9*9*9*9",0.6,-11.7,35,86490,9999,9999,245,661,774,89,999900,999900,999900,99990,110,2,1,1,999,999,9,999999999,0,0,0,88,999,999,99]
[2005,2,14,23,0,"?9?9?9?9E0?9?9?9*9*9?9*9*9?9*9*9?9?9*9*_*9*9*9*9*9",-4.8,-18.100000000000001,30,86490,9999,9999,242,0,0,0,999900,999900,999900,99990,226,2,9,9,999,999,9,999999999,0,0,0,88,999,999,99]
[2005,2,15,4,0,"?9?9?9?9E0?9?9?9*9*9?9*9*9?9*9*9?9?9*9*_*9*9*9*9*9",-8.9,-17.2,47,86420,9999,9999,213,0,0,0,999900,999900,999900,99990,147,0,3,3,999,999,9,999999999,0,0,0,88,999,999,99]
[2005,2,15,16,0,"?9?9?9?9E0?9?9?9*9*9?9*9*9?9*9*9?9?9*9*_*9*9*9*9*9",3.3,-18.100000000000001,16,86420,9999,9999,263,435,726,133,999900,999900,999900,99990,8,3,7,7,999,999,9,999999999,0,0,0,88,999,999,99]
[2005,2,15,18,0,"?9?9?9?9E0?9?9?9*9*9?9*9*9?9*9*9?9?9*9*_*9*9*9*9*9",1.7,-18.5,17,86420,9999,9999,261,161,293,33,999900,999900,999900,99990,5,3,8,8,999,999,9,999999999,0,0,0,88,999,999,99]
[2005,2,16,1,0,"?9?9?9?9E0?9?9?9*9*9?9*9*9?9*9*9?9?9*9*_*9*9*9*9*9",-7.7,-18.600000000000001,37,86500,9999,9999,210,0,0,0,999900,999900,999900,99990,81,2,1,1,999,999,9,999999999,0,0,0,88,999,999,99]
[2005,2,16,15,0,"?9?9?9?9E0?9?9?9*9*9?9*9*9?9?9?9?9?9*9*_*9*9*9*9*9",4.4000000000000004,-14.2,21,86500,9999,9999,271,627,760,84,999900,999900,999900,99990,247,2,7,7,999,999,9,999999999,0,0,0,88,999,999,99]
[2005,2,16,18,0,"?9?9?9?9E0?9?9?9*9*9?9*9*9?9*9*9?9?9*9*_*9*9*9*9*9",3.6,-13.9,23,86500,9999,9999,269,171,309,23,999900,999900,999900,99990,24,2,7,7,999,999,9,999999999,0,0,0,88,999,999,99]
[2005,2,17,1,0,"?9?9?9?9E0?9?9?9*9*9?9*9*9?9*9*9?9?9*9*_*9*9*9*9*9",-5.6,-15.4,42,86020,9999,9999,227,0,0,0,999900,999900,999900,99990,46,0,4,4,999,999,9,999999999,0,0,0,88,999,999,99]
[2005,2,17,11,0,"?9?9?9?9E0?9?9?9*9*9?9*9*9?9*9*9?9?9*9*_*9*9*9*9*9",-6.4,-16,42,86020,9999,9999,222,412,699,49,999900,999900,999900,99990,48,0,3,3,999,999,9,999999999,0,0,0,88,999,999,99]
[2005,2,17,15,0,"?9?9?9?9E0?9?9?9*9*9?9*9*9?9?9?9?9?9*9*_*9*9*9*9*9",7.3,-15.7,15,86020,9999,9999,274,626,761,75,999900,999900,999900,99990,0,0,4,4,999,999,9,999999999,0,0,0,88,999,999,99]
[2005,2,18,4,0,"?9?9?9?9E0?9?9?9*9*9?9*9*9?9*9*9?9?9*9*_*9*9*9*9*9",-7.1,-18.100000000000001,37,86060,9999,9999,213,0,0,0,999900,999900,999900,99990,256,0,1,1,999,999,9,999999999,0,0,0,88,999,999,99]
[2005,2,18,12,0,"?9?9?9?9E0?9?9?9*9*9?9*9*9?9*9*9?9?9*9*_*9*9*9*9*9",0.2,-14.5,28,86060,9999,9999,255,557,775,69,999900,999900,999900,99990,132,0,7,7,999,999,9,999999999,0,0,0,88,999,999,99]
[2005,2,18,13,0,"?9?9?9?9E0?9?9?9*9*9?9*9*9?9*9*9?9?9*9*_*9*9*9*9*9",4.4000000000000004,-13.2,23,86060,9999,9999,257,651,780,81,999900,999900,999900,99990,176,0,1,1,999,999,9,999999999,0,0,0,88,999,999,99]
[2005,2,19,2,0,"?9?9?9?9E0?9?9?9*9*9?9*9*9?9*9*9?9?9*9*_*9*9*9*9*9",-1,-17.3,24,86430,9999,9999,237,0,0,0,999900,999900,999900,99990,275,1,2,2,999,999,9,999999999,0,0,0,88,999,999,99]
[2005,2,19,6,0,"?9?9?9?9E0?9?9?9*9*9?9*9*9?9*9*9?9?9*9*_*9*9*9*9*9",-4.0999999999999996,-18.100000000000001,28,86430,9999,9999,223,0,0,0,999900,999900,999900,99990,325,1,1,1,999,999,9,999999999,0,0,0,88,999,999,99]
[2005,2,19,12,0,"?9?9?9?9E0?9?9?9*9*9?9*9*9?9*9*9?9?9*9*_*9*9*9*9*9",1.7,-12.4,30,86430,9999,9999,263,557,642,167,999900,999900,999900,99990,91,2,7,7,999,999,9,999999999,0,0,0,88,999,999,99]
[2005,2,19,23,0,"?9?9?9?9E0?9?9?9*9*9?9*9*9?9*9*9?9?9*9*_*9*9*9*9*9",1.6,-9.1,41,86430,9999,9999,256,0,0,0,999900,999900,999900,99990,186,3,3,3,999,999,9,999999999,0,0,0,88,999,999,99]
[2005,2,20,8,0,"?9?9?9?9E0?9?9?9*9*9?9*9*9?9*9*9?9?9*9*_*9*9*9*9*9",-1.5,-10,48,86600,9999,9999,242,0,0,0,999900,999900,999900,99990,171,3,2,2,999,999,9,999999999,0,0,0,88,999,999,99]
[2005,2,20,15,0,"?9?9?9?9E0?9?9?9*9*9?9*9*9?9?9?9?9?9*9*_*9*9*9*9*9",3.3,-10.8,31,86600,9999,9999,271,406,306,241,999900,999900,999900,99990,180,8,7,7,999,999,9,999999999,0,0,0,88,999,999,99]
[2005,2,21,1,0,"?9?9?9?9E0?9?9?9*9*9?9*9*9?9*9*9?9?9*9*_*9*9*9*9*9",-0.9,-8.6999999999999993,51,86550,9999,9999,238,0,0,0,999900,999900,999900,99990,2,4,0,0,999,999,9,999999999,0,0,0,88,999,999,99]
[2005,2,21,8,0,"?9?9?9?9E0?9?9?9*9*9?9*9*9?9*9*9?9?9*9*_*9*9*9*9*9",-3.1,-5.0999999999999996,84,86550,9999,9999,233,0,0,0,999900,999900,999900,99990,325,2,0,0,999,999,9,999999999,0,0,0,88,999,999,99]
[2005,2,21,10,0,"?9?9?9?9E0?9?9?9*9*9?9*9*9?9*9*9?9?9*9*_*9*9*9*9*9",-2.2000000000000002,-3.6,89,86550,9999,9999,242,85,0,85,999900,999900,999900,99990,44,2,1,1,999,999,9,999999999,0,0,0,88,999,999,99]
[2005,2,21,22,0,"?9?9?9?9E0?9?9?9*9*9?9*9*9?9*9*9?9?9*9*_*9*9*9*9*9",-1.6,-4.8,76,86550,9999,9999,253,0,0,0,999900,999900,999900,99990,264,3,5,5,999,999,9,999999999,0,0,0,88,999,999,99]
[2005,2,22,3,0,"?9?9?9?9E0?9?9?9*9*9?9*9*9?9?9?9?9?9*9*_*9*9*9*9*9",-4.8,-5.6,93,86660,9999,9999,234,0,0,0,999900,999900,999900,99990,22,5,2,2,999,999,9,999999999,0,0,0,88,999,999,99]
[2005,2,22,12,0,"?9?9?9?9E0?9?9?9*9*9?9*9*9?9*9*9?9?9*9*_*9*9*9*9*9",-3.9,-11.2,53,86660,9999,9999,238,588,740,128,999900,999900,999900,99990,203,0,5,5,999,999,9,999999999,0,0,0,88,999,999,99]
[2005,2,22,20,0,"?9?9?9?9E0?9?9?9*9*9?9*9*9?9*9*9?9?9*9*_*9*9*9*9*9",-1,-5.0999999999999996,71,86660,9999,9999,257,0,0,0,999900,999900,999900,99990,121,0,6,6,999,999,9,999999999,0,0,0,88,999,999,99]
[2005,2,23,2,0,"?9?9?9?9E0?9?9?9*9*9?9*9*9?9*9*9?9?9*9*_*9*9*9*9*9",-3.2,-6,79,86600,9999,9999,251,0,0,0,999900,999900,999900,99990,259,4,7,7,999,999,9,999999999,0,0,0,88,999,999,99]
[2005,2,23,13,0,"?9?9?9?9E0?9?9?9*9*9?9*9*9?9*9*9?9?9*9*_*9*9*9*9*9",-1.2,-7.3,60,86600,9999,9999,242,593,616,190,999900,999900,999900,99990,166,3,1,1,999,999,9,999999999,0,0,0,88,999,999,99]
[2005,2,23,19,0,"?9?9?9?9E0?9?9?9*9*9?9*9*9?9*9*9?9?9*9*_*9*9*9*9*9",-1.4,-7,62,86600,9999,9999,249,31,0,10,999900,999900,999900,99990,50,6,4,4,999,999,9,999999999,0,0,0,88,999,999,99]
[2005,2,23,22,0,"?9?9?9?9E0?9?9?9*9*9?9*9*9?9*9*9?9?9*9*_*9*9*9*9*9",-4.2,-7.2,78,86600,9999,9999,237,0,0,0,999900,999900,999900,99990,163,2,3,3,999,999,9,999999999,0,0,0,88,999,999,99]
[2005,2,24,9,0,"?9?9?9?9E0?9?9?9*9*9?9*9*9?9?9?9?9?9*9*_*9*9*9*9*9",-8.9,-10.6,86,86540,9999,9999,230,94,268,21,999900,999900,999900,99990,202,2,8,8,999,999,9,999999999,0,0,0,88,999,999,99]
[2005,2,24,15,0,"?9?9?9?9E0?9?9?9*9*9?9*9*9?9?9?9?9?9*9*_*9*9*9*9*9",0.3,-18.5,19,86540,9999,9999,245,650,765,94,999900,999900,999900,99990,315,8,4,4,999,999,9,999999999,0,0,0,88,999,999,99]
[2005,2,24,23,0,"?9?9?9?9E0?9?9?9*9*9?9*9*9?9*9*9?9?9*9*_*9*9*9*9*9",-5.2,-20.3,25,86540,9999,9999,225,0,0,0,999900,999900,999900,99990,8,4,5,5,999,999,9,999999999,0,0,0,88,999,999,99]
[2005,2,25,8,0,"?9?9?9?9E0?9?9?9*9*9?9*9*9?9*9*9?9?9*9*_*9*9*9*9*9",-12.5,-24.1,33,86390,9999,9999,206,0,0,0,999900,999900,999900,99990,130,3,8,8,999,999,9,999999999,0,0,0,88,999,999,99]
[2005,2,25,13,0,"?9?9?9?9E0?9?9?9*9*9?9*9*9?9*9*9?9?9*9*_*9*9*9*9*9",-1.7,-16.5,27,86390,9999,9999,241,679,783,91,999900,999900,999900,99990,172,2,5,5,999,999,9,999999999,0,0,0,88,999,999,99]
[2005,2,26,1,0,"?9?9?9?9E0?9?9?9*9*9?9*9*9?9*9*9?9?9*9*_*9*9*9*9*9",-2.7,-15.4,33,85860,9999,9999,244,0,0,0,999900,999900,999900,99990,42,4,7,7,999,999,9,999999999,0,0,0,88,999,999,99]
[2005,2,26,6,0,"?9?9?9?9E0?9?9?9*9*9?9*9*9?9*9*9?9?9*9*_*9*9*9*9*9",-7.4,-15.3,49,85860,9999,9999,221,0,0,0,999900,999900,999900,99990,179,2,4,4,999,999,9,999999999,0,0,0,88,999,999,99]
[2005,2,26,10,0,"?9?9?9?9E0?9?9?9*9*9?9*9*9?9*9*9?9?9*9*_*9*9*9*9*9",-6,-13.6,51,85860,9999,9999,220,268,456,67,999900,999900,999900,99990,59,3,1,1,999,999,9,999999999,0,0,0,88,999,999,99]
[2005,2,26,20,0,"?9?9?9?9E0?9?9?9*9*9?9*9*9?9*9*9?9?9*9*_*9*9*9*9*9",0.7,-24.8,10,85860,9999,9999,256,0,0,0,999900,999900,999900,99990,162,13,9,9,999,999,9,999999999,0,0,0,88,999,999,99]
[2005,2,27,3,0,"?9?9?9?9E0?9?9?9*9*9?9*9*9?9?9?9?9?9*9*_*9*9*9*9*9",-8.5,-11.4,77,86350,9999,9999,227,0,0,0,999900,999900,999900,99990,337,5,7,7,999,999,9,999999999,0,0,0,88,999,999,99]
[2005,2,27,10,0,"?9?9?9?9E0?9?9?9*9*9?9*9*9?9*9*9?9?9*9*_*9*9*9*9*9",-10.3,-13.6,74,86350,9999,9999,215,164,0,164,999900,999900,999900,99990,81,2,5,5,999,999,9,999999999,0,0,0,88,999,999,99]
[2005,2,27,20,0,"?9?9?9?9E0?9?9?9*9*9?9*9*9?9*9*9?9?9*9*_*9*9*9*9*9",-3.8,-22.1,19,86350,9999,9999,225,0,0,0,999900,999900,999900,99990,244,3,3,3,999,999,9,999999999,0,0,0,88,999,999,99]
[2005,2,27,24,0,"?9?9?9?9E0?9?9?9*9*9?9*9*9?9*9*9?9?9*9*_*9*9*9*9*9",-7.8,-23.3,24,86350,9999,9999,219,0,0,0,999900,999900,999900,99990,251,1,7,7,999,999,9,999999999,0,0,0,88,999,999,99]
[2005,2,28,13,0,"?9?9?9?9E0?9?9?9*9*9?9*9*9?9*9*9?9?9*9*_*9*9*9*9*9",0.2,-20.2,16,85660,9999,9999,231,681,783,99,999900,999900,999900,99990,46,0,0,0,999,999,9,999999999,0,0,0,88,999,999,99]
[2005,2,28,14,0,"?9?9?9?9E0?9?9?9*9*9?9*9*9?9*9*9?9?9*9*_*9*9*9*9*9",3.8,-20.7,12,85660,9999,9999,250,703,780,103,999900,999900,999900,99990,144,0,2,2,999,999,9,999999999,0,0,0,88,999,999,99]
[2005,2,28,23,0,"?9?9?9?9E0?9?9?9*9*9?9*9*9?9*9*9?9?9*9*_*9*9*9*9*9",0.8,-17.5,20,85660,9999,9999,247,0,0,0,999900,999900,999900,99990,357,3,4,4,999,999,9,999999999,0,0,0,88,999,999,99]
[2005,3,1,7,0,"?9?9?9?9E0?9?9?9*9*9?9*9*9?9*9*9?9?9*9*_*9*9*9*9*9",-7,-19.899999999999999,31,86150,9999,9999,233,0,0,0,999900,999900,999900,99990,335,3,9,9,999,999,9,999999999,0,0,0,88,999,999,99]
[2005,3,1,13,0,"?9?9?9?9E0?9?9?9*9*9?9*9*9?9*9*9?9?9*9*_*9*9*9*9*9",-0.2,-17.600000000000001,22,86150,9999,9999,245,725,784,101,999900,999900,999900,99990,218,0,5,5,999,999,9,999999999,0,0,0,88,999,999,99]
[2005,3,1,24,0,"?9?9?9?9E0?9?9?9*9*9?9*9*9?9*9*9?9?9*9*_*9*9*9*9*9",1.7,-16.100000000000001,22,86150,9999,9999,247,0,0,0,999900,999900,999900,99990,177,1,2,2,999,999,9,999999999,0,0,0,88,999,999,99]
[2005,3,2,6,0,"?9?9?9?9E0?9?9?9*9*9?9*9*9?9*9*9?9?9*9*_*9*9*9*9*9",-3.7,-18.600000000000001,26,86120,9999,9999,219,0,0,0,999900,999900,999900,99990,157,4,0,0,999,999,9,999999999,0,0,0,88,999,999,99]
[2005,3,2,17,0,"?9?9?9?9E0?9?9?9*9*9?9*9*9?9*9*9?9?9*9*_*9*9*9*9*9",8.9,-11.7,20,86120,9999,9999,292,180,0,180,999900,999900,999900,99990,284,7,7,7,999,999,9,999999999,0,0,0,88,999,999,99]
[2005,3,2,20,0,"?9?9?9?9E0?9?9?9*9*9?9*9*9?9*9*9?9?9*9*_*9*9*9*9*9",4.8,-14.4,20,86120,9999,9999,265,0,0,0,999900,999900,999900,99990,282,7,4,4,999,999,9,999999999,0,0,0,88,999,999,99]
[2005,3,3,2,0,"?9?9?9?9E0?9?9?9*9*9?9*9*9?9*9*9?9?9*9*_*9*9*9*9*9",-1.7,-16.399999999999999,27,85490,9999,9999,246,0,0,0,999900,999900,999900,99990,109,1,7,7,999,999,9,999999999,0,0,0,88,999,999,99]
[2005,3,3,10,0,"?9?9?9?9E0?9?9?9*9*9?9*9*9?9*9*9?9?9*9*_*9*9*9*9*9",-2,-15.3,31,85490,9999,9999,235,345,585,73,999900,999900,999900,99990,169,1,2,2,999,999,9,999999999,0,0,0,88,999,999,99]
[2005,3,3,19,0,"?9?9?9?9E0?9?9?9*9*9?9*9*9?9*9*9?9?9*9*_*9*9*9*9*9",10.5,-17.100000000000001,11,85490,9999,9999,297,32,0,32,999900,999900,999900,99990,214,6,8,8,999,999,9,999999999,0,0,0,88,999,999,99]
[2005,3,4,7,0,"?9?9?9?9E0?9?9?9*9*9?9*9*9?9*9*9?9?9*9*_*9*9*9*9*9",-0.6,-13.7,32,85360,9999,9999,248,0,0,0,999900,999900,999900,99990,100,0,5,5,999,999,9,999999999,0,0,0,88,999,999,99]
[2005,3,4,12,0,"?9?9?9?9E0?9?9?9*9*9?9*9*9?9*9*9?9?9*9*_*9*9*9*9*9",7.4,-5.6,37,85360,9999,9999,285,455,269,275,999900,999900,999900,99990,310,1,4,4,999,999,9,999999999,0,0,0,88,999,999,99]
[2005,3,4,17,0,"?9?9?9?9E0?9?9?9*9*9?9*9*9?9*9*9?9?9*9*_*9*9*9*9*9",1.4,-12.5,31,85360,9999,9999,259,138,0,138,999900,999900,999900,99990,244,8,6,6,999,999,9,999999999,0,0,0,88,999,999,99]
[2005,3,5,5,0,"?9?9?9?9E0?9?9?9*9*9?9*9*9?9*9*9?9?9*9*_*9*9*9*9*9",-8,-19.899999999999999,34,85500,9999,9999,229,0,0,0,999900,999900,999900,99990,73,0,9,9,999,999,9,999999999,0,0,0,88,999,999,99]
[2005,3,5,7,0,"?9?9?9?9E0?9?9?9*9*9?9*9*9?9*9*9?9?9*9*_*9*9*9*9*9",-9,-19.7,37,85500,9999,9999,202,0,0,0,999900,999900,999900,99990,307,0,0,0,999,999,9,999999999,0,0,0,88,999,999,99]
[2005,3,5,14,0,"?9?9?9?9E0?9?9?9*9*9?9*9*9?9*9*9?9?9*9*_*9*9*9*9*9",4.7,-13.5,22,85500,9999,9999,261,703,755,193,999900,999900,999900,99990,217,0,2,2,999,999,9,999999999,0,0,0,88,999,999,99]
[2005,3,6,4,0,"?9?9?9?9E0?9?9?9*9*9?9*9*9?9*9*9?9?9*9*_*9*9*9*9*9",-3.7,-18.100000000000001,28,86070,9999,9999,220,0,0,0,999900,999900,999900,99990,140,3,0,0,999,999,9,999999999,0,0,0,88,999,999,99]
[2005,3,6,7,0,"?9?9?9?9E0?9?9?9*9*9?9*9*9?9*9*9?9?9*9*_*9*9*9*9*9",-6.2,-20.7,27,86070,9999,9999,222,0,0,0,999900,999900,999900,99990,75,3,5,5,999,999,9,999999999,0,0,0,88,999,999,99]
[2005,3,6,18,0,"?9?9?9?9E0?9?9?9*9*9?9*9*9?9*9*9?9?9*9*_*9*9*9*9*9",-5.0999999999999996,-24.1,17,86070,9999,9999,217,222,484,40,999900,999900,999900,99990,332,4,2,2,999,999,9,999999999,0,0,0,88,999,999,99]
[2005,3,6,24,0,"?9?9?9?9E0?9?9?9*9*9?9*9*9?9*9*9?9?9*9*_*9*9*9*9*9",-7.3,-23.5,22,86070,9999,9999,207,0,0,0,999900,999900,999900,99990,346,2,1,1,999,999,9,999999999,0,0,0,88,999,999,99]
[2005,3,7,8,0,"?9?9?9?9E0?9?9?9*9*9?9*9*9?9*9*9?9?9*9*_*9*9*9*9*9",-11.1,-23.8,30,85640,9999,9999,192,0,0,0,999900,999900,999900,99990,128,0,0,0,999,999,9,999999999,0,0,0,88,999,999,99]
[2005,3,7,17,0,"?9?9?9?9E0?9?9?9*9*9?9*9*9?9*9*9?9?9*9*_*9*9*9*9*9",6.7,-6.6,36,85640,9999,9999,276,358,686,131,999900,999900,999900,99990,29,5,2,2,999,999,9,999999999,0,0,0,88,999,999,99]
[2005,3,8,1,0,"?9?9?9?9E0?9?9?9*9*9?9*9*9?9*9*9?9?9*9*_*9*9*9*9*9",-7.1,-12.9,59,85780,9999,9999,239,0,0,0,999900,999900,999900,99990,273,4,9,9,999,999,9,999999999,0,0,0,88,999,999,99]
[2005,3,8,2,0,"?9?9?9?9E0?9?9?9*9*9?9*9*9?9*9*9?9?9*9*_*9*9*9*9*9",-7.5,-14.3,55,85780,9999,9999,236,0,0,0,999900,999900,999900,99990,45,4,9,9,999,999,9,999999999,0,0,0,88,999,999,99]
[2005,3,8,15,0,"?9?9?9?9E0?9?9?9*9*9?9*9*9?9?9?9?9?9*9*_*9*9*9*9*9",3.6,-17.100000000000001,17,85780,9999,9999,258,562,529,238,999900,999900,999900,99990,315,5,4,4,999,999,9,999999999,0,0,0,88,999,999,99]
[2005,3,8,19,0,"?9?9?9?9E0?9?9?9*9*9?9*9*9?9*9*9?9?9*9*_*9*9*9*9*9",2.7,-17.899999999999999,17,85780,9999,9999,265,95,0,29,999900,999900,999900,99990,15,5,8,8,999,999,9,999999999,0,0,0,88,999,999,99]
[2005,3,9,5,0,"?9?9?9?9E0?9?9?9*9*9?9*9*9?9*9*9?9?9*9*_*9*9*9*9*9",-5,-15.9,38,86010,9999,9999,222,0,0,0,999900,999900,999900,99990,77,1,1,1,999,999,9,999999999,0,0,0,88,999,999,99]
[2005,3,9,12,0,"?9?9?9?9E0?9?9?9*9*9?9*9*9?9*9*9?9?9*9*_*9*9*9*9*9",-1.5,-13.5,35,86010,9999,9999,241,318,0,318,999900,999900,999900,99990,29,1,3,3,999,999,9,999999999,0,0,0,88,999,999,99]
[2005,3,9,21,0,"?9?9?9?9E0?9?9?9*9*9?9*9*9?9?9?9?9?9*9*_*9*9*9*9*9",1.3,-17.2,20,86010,9999,9999,266,0,0,0,999900,999900,999900,99990,270,1,9,9,999,999,9,999999999,0,0,0,88,999,999,99]
[2005,3,10,4,0,"?9?9?9?9E0?9?9?9*9*9?9*9*9?9*9*9?9?9*9*_*9*9*9*9*9",-7.1,-21,28,86340,9999,9999,219,0,0,0,999900,999900,999900,99990,116,1,5,5,999,999,9,999999999,0,0,0,88,999,999,99]
[2005,3,10,14,0,"?9?9?9?9E0?9?9?9*9*9?9*9*9?9*9*9?9?9*9*_*9*9*9*9*9",3,-17.7,17,86340,9999,9999,262,799,782,121,999900,999900,999900,99990,253,0,7,7,999,999,9,999999999,0,0,0,88,999,999,99]
[2005,3,10,18,0,"?9?9?9?9E0?9?9?9*9*9?9*9*9?9*9*9?9?9*9*_*9*9*9*9*9",5.9,-14.9,18,86340,9999,9999,269,146,510,34,999900,999900,999900,99990,219,4,4,4,999,999,9,999999999,0,0,0,88,999,999,99]
[2005,3,10,23,0,"?9?9?9?9E0?9?9?9*9*9?9*9*9?9*9*9?9?9*9*_*9*9*9*9*9",-0.5,-14.6,29,86340,9999,9999,257,0,0,0,999900,999900,999900,99990,159,0,8,8,999,999,9,999999999,0,0,0,88,999,999,99]
[2005,3,11,11,0,"?9?9?9?9E0?9?9?9*9*9?9*9*9?9*9*9?9?9*9*_*9*9*9*9*9",4.4000000000000004,-11.7,27,85640,9999,9999,262,302,378,64,999900,999900,999900,99990,350,3,2,2,999,999,9,999999999,0,0,0,88,999,999,99]
[2005,3,11,16,0,"?9?9?9?9E0?9?9?9*9*9?9*9*9?9*9*9?9?9*9*_*9*9*9*9*9",12.8,-7.9,21,85640,9999,9999,290,644,747,87,999900,999900,999900,99990,141,4,0,0,999,999,9,999999999,0,0,0,88,999,999,99]
[2005,3,12,1,0,"?9?9?9?9E0?9?9?9*9*9?9*9*9?9*9*9?9?9*9*_*9*9*9*9*9",2.7,-8.3000000000000007,41,85530,9999,9999,264,0,0,0,999900,999900,999900,99990,46,3,4,4,999,999,9,999999999,0,0,0,88,999,999,99]
[2005,3,12,9,0,"?9?9?9?9E0?9?9?9*9*9?9*9*9?9?9?9?9?9*9*_*9*9*9*9*9",-2,-7.4,63,85530,9999,9999,245,196,309,87,999900,999900,999900,99990,247,2,3,3,999,999,9,999999999,0,0,0,88,999,999,99]
[2005,3,12,15,0,"?9?9?9?9E0?9?9?9*9*9?9*9*9?9?9?9?9?9*9*_*9*9*9*9*9",9.9,-12.4,17,85530,9999,9999,288,358,0,358,999900,999900,999900,99990,22,1,4,4,999,999,9,999999999,0,0,0,88,999,999,99]
[2005,3,13,2,0,"?9?9?9?9E0?9?9?9*9*9?9*9*9?9*9*9?9?9*9*_*9*9*9*9*9",2.8,-14.9,22,85950,9999,9999,275,0,0,0,999900,999900,999900,99990,175,1,9,9,999,999,9,999999999,0,0,0,88,999,999,99]
[2005,3,13,5,0,"?9?9?9?9E0?9?9?9*9*9?9*9*9?9*9*9?9?9*9*_*9*9*9*9*9",-0.1,-18.399999999999999,20,85950,9999,9999,241,0,0,0,999900,999900,999900,99990,156,2,3,3,999,999,9,999999999,0,0,0,88,999,999,99]
[2005,3,13,11,0,"?9?9?9?9E0?9?9?9*9*9?9*9*9?9*9*9?9?9*9*_*9*9*9*9*9",1.8,-18.899999999999999,17,85950,9999,9999,260,460,500,140,999900,999900,999900,99990,112,0,8,8,999,999,9,999999999,0,0,0,88,999,999,99]
[2005,3,13,19,0,"?9?9?9?9E0?9?9?9*9*9?9*9*9?9*9*9?9?9*9*_*9*9*9*9*9",8,-11.5,21,85950,9999,9999,267,83,0,25,999900,999900,999900,99990,95,5,0,0,999,999,9,999999999,0,0,0,88,999,999,99]
[2005,3,14,4,0,"?9?9?9?9E0?9?9?9*9*9?9*9*9?9*9*9?9?9*9*_*9*9*9*9*9",-2,-18.3,24,86040,9999,9999,243,0,0,0,999900,999900,999900,99990,215,0,7,7,999,999,9,999999999,0,0,0,88,999,999,99]
[2005,3,14,12,0,"?9?9?9?9E0?9?9?9*9*9?9*9*9?9*9*9?9?9*9*_*9*9*9*9*9",3.5,-15.9,19,86040,9999,9999,257,395,0,395,999900,999900,999900,99990,294,0,3,3,999,999,9,999999999,0,0,0,88,999,999,99]
[2005,3,14,21,0,"?9?9?9?9E0?9?9?9*9*9?9*9*9?9?9?9?9?9*9*_*9*9*9*9*9",7.5,-13.5,18,86040,9999,9999,272,0,0,0,999900,999900,999900,99990,247,2,2,2,999,999,9,999999999,0,0,0,88,999,999,99]
[2005,3,15,2,0,"?9?9?9?9E0?9?9?9*9*9?9*9*9?9*9*9?9?9*9*_*9*9*9*9*9",5,-6.6,40,85000,9999,9999,286,0,0,0,999900,999900,999900,99990,138,2,8,8,999,999,9,999999999,0,0,0,88,999,999,99]
[2005,3,15,14,0,"?9?9?9?9E0?9?9?9*9*9?9*9*9?9*9*9?9?9*9*_*9*9*9*9*9",14.7,-8.8000000000000007,17,85000,9999,9999,297,814,783,185,999900,999900,999900,99990,192,3,0,0,999,999,9,999999999,0,0,0,88,999,999,99]
[2005,3,15,16,0,"?9?9?9?9E0?9?9?9*9*9?9*9*9?9*9*9?9?9*9*_*9*9*9*9*9",16.5,-16.899999999999999,7,85000,9999,9999,315,318,0,318,999900,999900,999900,99990,39,6,6,6,999,999,9,999999999,0,0,0,88,999,999,99]
[2005,3,15,23,0,"?9?9?9?9E0?9?9?9*9*9?9*9*9?9*9*9?9?9*9*_*9*9*9*9*9",7.5,-14.7,16,85000,9999,9999,294,0,0,0,999900,999900,999900,99990,249,6,9,9,999,999,9,999999999,0,0,0,88,999,999,99]
[2005,3,16,6,0,"?9?9?9?9E0?9?9?9*9*9?9*9*9?9*9*9?9?9*9*_*9*9*9*9*9",2.9,-10.4,33,85150,9999,9999,262,0,0,0,999900,999900,999900,99990,266,2,4,4,999,999,9,999999999,0,0,0,88,999,999,99]
[2005,3,16,16,0,"?9?9?9?9E0?9?9?9*9*9?9*9*9?9*9*9?9?9*9*_*9*9*9*9*9",13.2,-10.9,16,85150,9999,9999,298,340,0,340,999900,999900,999900,99990,115,4,2,2,999,999,9,999999999,0,0,0,88,999,999,99]
[2005,3,16,23,0,"?9?9?9?9E0?9?9?9*9*9?9*9*9?9*9*9?9?9*9*_*9*9*9*9*9",10.5,-5.3,31,85150,9999,9999,300,0,0,0,999900,999900,999900,99990,78,1,5,5,999,999,9,999999999,0,0,0,88,999,999,99]
[2005,3,17,9,0,"?9?9?9?9E0?9?9?9*9*9?9*9*9?9?9?9?9?9*9*_*9*9*9*9*9",4.2,-14.4,21,85290,9999,9999,281,68,0,68,999900,999900,999900,99990,45,5,9,9,999,999,9,999999999,0,0,0,88,999,999,99]
[2005,3,17,13,0,"?9?9?9?9E0?9?9?9*9*9?9*9*9?9*9*9?9?9*9*_*9*9*9*9*9",7.1,-12.3,21,85290,9999,9999,289,645,409,336,999900,999900,999900,99990,240,5,8,8,999,999,9,999999999,0,0,0,88,999,999,99]
[2005,3,18,2,0,"?9?9?9?9E0?9?9?9*9*9?9*9*9?9*9*9?9?9*9*_*9*9*9*9*9",-0.4,-21,16,85910,9999,9999,228,0,0,0,999900,999900,999900,99990,207,2,0,0,999,999,9,999999999,0,0,0,88,999,999,99]
[2005,3,18,3,0,"?9?9?9?9E0?9?9?9*9*9?9*9*9?9?9?9?9?9*9*_*9*9*9*9*9",-1.2,-21.6,16,85910,9999,9999,240,0,0,0,999900,999900,999900,99990,22,2,6,6,999,999,9,999999999,0,0,0,88,999,999,99]
[2005,3,18,12,0,"?9?9?9?9E0?9?9?9*9*9?9*9*9?9*9*9?9?9*9*_*9*9*9*9*9",2.9,-32.6,4,85910,9999,9999,227,298,0,298,999900,999900,999900,99990,184,3,0,0,999,999,9,999999999,0,0,0,88,999,999,99]
[2005,3,18,20,0,"?9?9?9?9E0?9?9?9*9*9?9*9*9?9*9*9?9?9*9*_*9*9*9*9*9",4.0999999999999996,-4.2,52,85910,9999,9999,275,0,0,0,999900,999900,999900,99990,198,5,5,5,999,999,9,999999999,0,0,0,88,999,999,99]
[2005,3,19,2,0,"?9?9?9?9E0?9?9?9*9*9?9*9*9?9*9*9?9?9*9*_*9*9*9*9*9",0.3,-0.5,94,86200,9999,9999,269,0,0,0,999900,999900,999900,99990,66,4,7,7,999,999,9,999999999,0,0,0,88,999,999,99]
[2005,3,19,13,0,"?9?9?9?9E0?9?9?9*9*9?9*9*9?9*9*9?9?9*9*_*9*9*9*9*9",0.5,-2.4,79,86200,9999,9999,261,280,0,280,999900,999900,999900,99990,267,2,4,4,999,999,9,999999999,0,0,0,88,999,999,99]
[2005,3,19,23,0,"?9?9?9?9E0?9?9?9*9*9?9*9*9?9*9*9?9?9*9*_*9*9*9*9*9",-1.2,-2.5,90,86200,9999,9999,254,0,0,0,999900,999900,999900,99990,120,4,4,4,999,999,9,999999999,0,0,0,88,999,999,99]
[2005,3,20,6,0,"?9?9?9?9E0?9?9?9*9*9?9*9*9?9*9*9?9?9*9*_*9*9*9*9*9",-2.5,-2.6,99,86230,9999,9999,245,0,0,0,999900,999900,999900,99990,265,5,2,2,999,999,9,999999999,0,0,0,88,999,999,99]
[2005,3,20,13,0,"?9?9?9?9E0?9?9?9*9*9?9*9*9?9*9*9?9?9*9*_*9*9*9*9*9",3,-9.6,35,86230,9999,9999,261,281,0,281,999900,999900,999900,99990,217,3,3,3,999,999,9,999999999,0,0,0,88,999,999,99]
[2005,3,20,15,0,"?9?9?9?9E0?9?9?9*9*9?9*9*9?9?9?9?9?9*9*_*9*9*9*9*9",3.2,-19.399999999999999,14,86230,9999,9999,252,271,0,271,999900,999900,999900,99990,315,8,3,3,999,999,9,999999999,0,0,0,88,999,999,99]
[2005,3,20,23,0,"?9?9?9?9E0?9?9?9*9*9?9*9*9?9*9*9?9?9*9*_*9*9*9*9*9",-6.1,-15.9,42,86230,9999,9999,214,0,0,0,999900,999900,999900,99990,54,5,0,0,999,999,9,999999999,0,0,0,88,999,999,99]
[2005,3,21,8,0,"?9?9?9?9E0?9?9?9*9*9?9*9*9?9*9*9?9?9*9*_*9*9*9*9*9",-12.1,-16.2,69,86840,9999,9999,199,16,54,4,999900,999900,999900,99990,95,2,1,1,999,999,9,999999999,0,0,0,88,999,999,99]
[2005,3,21,20,0,"?9?9?9?9E0?9?9?9*9*9?9*9*9?9*9*9?9?9*9*_*9*9*9*9*9",-3.1,-14.8,36,86840,9999,9999,238,0,0,0,999900,999900,999900,99990,146,3,5,5,999,999,9,999999999,0,0,0,88,999,999,99]
[2005,3,22,1,0,"?9?9?9?9E0?9?9?9*9*9?9*9*9?9*9*9?9?9*9*_*9*9*9*9*9",-5.6,-12.8,53,85980,9999,9999,231,0,0,0,999900,999900,999900,99990,320,3,5,5,999,999,9,999999999,0,0,0,88,999,999,99]
[2005,3,22,10,0,"?9?9?9?9E0?9?9?9*9*9?9*9*9?9*9*9?9?9*9*_*9*9*9*9*9",-5.9,-9.6999999999999993,72,85980,9999,9999,235,372,536,69,999900,999900,999900,99990,193,1,6,6,999,999,9,999999999,0,0,0,88,999,999,99]
[2005,3,22,18,0,"?9?9?9?9E0?9?9?9*9*9?9*9*9?9*9*9?9?9*9*_*9*9*9*9*9",9.4,-3.8,38,85980,9999,9999,293,298,571,56,999900,999900,999900,99990,64,5,3,3,999,999,9,999999999,0,0,0,88,999,999,99]
[2005,3,22,24,0,"?9?9?9?9E0?9?9?9*9*9?9*9*9?9*9*9?9?9*9*_*9*9*9*9*9",4,-2.2999999999999998,62,85980,9999,9999,287,0,0,0,999900,999900,999900,99990,84,3,8,8,999,999,9,999999999,0,0,0,88,999,999,99]
[2005,3,23,3,0,"?9?9?9?9E0?9?9?9*9*9?9*9*9?9?9?9?9?9*9*_*9*9*9*9*9",1.1000000000000001,-2.6,75,85420,9999,9999,270,0,0,0,999900,999900,999900,99990,202,2,7,7,999,999,9,999999999,0,0,0,88,999,999,99]
[2005,3,23,17,0,"?9?9?9?9E0?9?9?9*9*9?9*9*9?9*9*9?9?9*9*_*9*9*9*9*9",13.6,-6.8,22,85420,9999,9999,330,251,0,251,999900,999900,999900,99990,209,2,9,9,999,999,9,999999999,0,0,0,88,999,999,99]
[2005,3,23,20,0,"?9?9?9?9E0?9?9?9*9*9?9*9*9?9*9*9?9?9*9*_*9*9*9*9*9",10.6,-5.8,29,85420,9999,9999,292,0,0,0,999900,999900,999900,99990,19,2,2,2,999,999,9,999999999,0,0,0,88,999,999,99]
[2005,3,24,7,0,"?9?9?9?9E0?9?9?9*9*9?9*9*9?9*9*9?9?9*9*_*9*9*9*9*9",-2,-2.9,93,85420,9999,9999,247,0,0,0,999900,999900,999900,99990,26,0,2,2,999,999,9,999999999,0,0,0,88,999,999,99]
[2005,3,24,13,0,"?9?9?9?9E0?9?9?9*9*9?9*9*9?9*9*9?9?9*9*_*9*9*9*9*9",9.6999999999999993,-3.1,39,85420,9999,9999,288,1056,787,258,999900,999900,999900,99990,127,1,1,1,999,999,9,999999999,0,0,0,88,999,999,99]
[2005,3,24,21,0,"?9?9?9?9E0?9?9?9*9*9?9*9*9?9?9?9?9?9*9*_*9*9*9*9*9",8.5,-17.2,12,85420,9999,9999,281,0,0,0,999900,999900,999900,99990,22,7,6,6,999,999,9,999999999,0,0,0,88,999,999,99]
[2005,3,25,6,0,"?9?9?9?9E0?9?9?9*9*9?9*9*9?9*9*9?9?9*9*_*9*9*9*9*9",-0.3,-29.5,7,85840,9999,9999,235,0,0,0,999900,999900,999900,99990,201,5,6,6,999,999,9,999999999,0,0,0,88,999,999,99]
[2005,3,25,11,0,"?9?9?9?9E0?9?9?9*9*9?9*9*9?9*9*9?9?9*9*_*9*9*9*9*9",1.8,-26.9,8,85840,9999,9999,229,286,0,286,999900,999900,999900,99990,242,3,0,0,999,999,9,999999999,0,0,0,88,999,999,99]
[2005,3,25,15,0,"?9?9?9?9E0?9?9?9*9*9?9*9*9?9?9?9?9?9*9*_*9*9*9*9*9",9.1999999999999993,-22.3,7,85840,9999,9999,271,396,0,396,999900,999900,999900,99990,22,3,3,3,999,999,9,999999999,0,0,0,88,999,999,99]
[2005,3,26,4,0,"?9?9?9?9E0?9?9?9*9*9?9*9*9?9*9*9?9?9*9*_*9*9*9*9*9",0.3,-13.5,30,86580,9999,9999,248,0,0,0,999900,999900,999900,99990,41,3,3,3,999,999,9,999999999,0,0,0,88,999,999,99]
[2005,3,26,8,0,"?9?9?9?9E0?9?9?9*9*9?9*9*9?9*9*9?9?9*9*_*9*9*9*9*9",-1.5,-18.3,22,86580,9999,9999,245,23,69,6,999900,999900,999900,99990,236,3,7,7,999,999,9,999999999,0,0,0,88,999,999,99]
[2005,3,26,17,0,"?9?9?9?9E0?9?9?9*9*9?9*9*9?9*9*9?9?9*9*_*9*9*9*9*9",5.7,-21.2,10,86580,9999,9999,261,268,493,75,999900,999900,999900,99990,258,8,4,4,999,999,9,999999999,0,0,0,88,999,999,99]
[2005,3,26,24,0,"?9?9?9?9E0?9?9?9*9*9?9*9*9?9*9*9?9?9*9*_*9*9*9*9*9",-1.6,-24.9,12,86580,9999,9999,224,0,0,0,999900,999900,999900,99990,97,4,1,1,999,999,9,999999999,0,0,0,88,999,999,99]
[2005,3,27,10,0,"?9?9?9?9E0?9?9?9*9*9?9*9*9?9*9*9?9?9*9*_*9*9*9*9*9",-4.3,-29.8,9,86730,9999,9999,211,225,286,57,999900,999900,999900,99990,261,0,1,1,999,999,9,999999999,0,0,0,88,999,999,99]
[2005,3,27,17,0,"?9?9?9?9E0?9?9?9*9*9?9*9*9?9*9*9?9?9*9*_*9*9*9*9*9",7.3,-32.9,3,86730,9999,9999,250,290,549,73,999900,999900,999900,99990,165,3,2,2,999,999,9,999999999,0,0,0,88,999,999,99]
[2005,3,28,3,0,"?9?9?9?9E0?9?9?9*9*9?9*9*9?9?9?9?9?9*9*_*9*9*9*9*9",-3.6,-24.9,14,86390,9999,9999,235,0,0,0,999900,999900,999900,99990,0,0,8,8,999,999,9,999999999,0,0,0,88,999,999,99]
[2005,3,28,7,0,"?9?9?9?9E0?9?9?9*9*9?9*9*9?9*9*9?9?9*9*_*9*9*9*9*9",-6.1,-23.1,21,86390,9999,9999,228,0,0,0,999900,999900,999900,99990,272,0,8,8,999,999,9,999999999,0,0,0,88,999,999,99]
[2005,3,28,12,0,"?9?9?9?9E0?9?9?9*9*9?9*9*9?9*9*9?9?9*9*_*9*9*9*9*9",4.0999999999999996,-14,22,86390,9999,9999,258,365,0,365,999900,999900,999900,99990,61,0,2,2,999,999,9,999999999,0,0,0,88,999,999,99]
[2005,3,28,21,0,"?9?9?9?9E0?9?9?9*9*9?9*9*9?9?9?9?9?9*9*_*9*9*9*9*9",9.4,-8.9,24,86390,9999,9999,292,0,0,0,999900,999900,999900,99990,180,2,5,5,999,999,9,999999999,0,0,0,88,999,999,99]
[2005,3,29,5,0,"?9?9?9?9E0?9?9?9*9*9?9*9*9?9*9*9?9?9*9*_*9*9*9*9*9",1.6,-2.8,70,85920,9999,9999,265,0,0,0,999900,999900,999900,99990,185,3,4,4,999,999,9,999999999,0,0,0,88,999,999,99]
[2005,3,29,11,0,"?9?9?9?9E0?9?9?9*9*9?9*9*9?9*9*9?9?9*9*_*9*9*9*9*9",5.2,-2.4,57,85920,9999,9999,271,455,267,264,999900,999900,999900,99990,193,3,1,1,999,999,9,999999999,0,0,0,88,999,999,99]
[2005,3,29,22,0,"?9?9?9?9E0?9?9?9*9*9?9*9*9?9*9*9?9?9*9*_*9*9*9*9*9",7.1,-23.4,7,85920,9999,9999,256,0,0,0,999900,999900,999900,99990,176,5,1,1,999,999,9,999999999,0,0,0,88,999,999,99]
[2005,3,30,4,0,"?9?9?9?9E0?9?9?9*9*9?9*9*9?9*9*9?9?9*9*_*9*9*9*9*9",0.2,-19.8,17,85380,9999,9999,243,0,0,0,999900,999900,999900,99990,349,3,4,4,999,999,9,999999999,0,0,0,88,999,999,99]
[2005,3,30,15,0,"?9?9?9?9E0?9?9?9*9*9?9*9*9?9?9?9?9?9*9*_*9*9*9*9*9",16.5,-8.1999999999999993,16,85380,9999,9999,318,803,773,134,999900,999900,999900,99990,247,3,3,3,999,999,9,999999999,0,0,0,88,999,999,99]
[2005,3,30,18,0,"?9?9?9?9E0?9?9?9*9*9?9*9*9?9*9*9?9?9*9*_*9*9*9*9*9",17.100000000000001,-8.9,15,85380,9999,9999,317,330,598,55,999900,999900,999900,99990,245,3,2,2,999,999,9,999999999,0,0,0,88,999,999,99]
[2005,3,30,24,0,"?9?9?9?9E0?9?9?9*9*9?9*9*9?9*9*9?9?9*9*_*9*9*9*9*9",12,-7.5,23,85380,9999,9999,296,0,0,0,999900,999900,999900,99990,144,2,2,2,999,999,9,999999999,0,0,0,88,999,999,99]
[2005,3,31,8,0,"?9?9?9?9E0?9?9?9*9*9?9*9*9?9*9*9?9?9*9*_*9*9*9*9*9",6.4,-13.6,19,85760,9999,9999,291,32,36,23,999900,999900,999900,99990,333,0,9,9,999,999,9,999999999,0,0,0,88,999,999,99]
[2005,3,31,17,0,"?9?9?9?9E0?9?9?9*9*9?9*9*9?9*9*9?9?9*9*_*9*9*9*9*9",4.4000000000000004,-5.0999999999999996,47,85760,9999,9999,271,289,207,205,999900,999900,999900,99990,155,6,3,3,999,999,9,999999999,0,0,0,88,999,999,99]
[2005,3,31,22,0,"?9?9?9?9E0?9?9?9*9*9?9*9*9?9*9*9?9?9*9*_*9*9*9*9*9",5.3,-10.1,29,85760,9999,9999,276,0,0,0,999900,999900,999900,99990,279,4,6,6,999,999,9,999999999,0,0,0,88,999,999,99]
[2005,4,1,10,0,"?9?9?9?9E0?9?9?9*9*9?9*9*9?9*9*9?9?9*9*_*9*9*9*9*9",9.6,-2.2999999999999998,42,85640,9999,9999,306,437,624,55,999900,999900,999900,99990,31,0,7,7,999,999,9,999999999,0,0,0,88,999,999,99]
[2005,4,1,15,0,"?9?9?9?9E0?9?9?9*9*9?9*9*9?9?9?9?9?9*9*_*9*9*9*9*9",23.3,-11.3,8,85640,9999,9999,331,859,773,107,999900,999900,999900,99990,247,3,0,0,999,999,9,999999999,0,0,0,88,999,999,99]
[2005,4,2,3,0,"?9?9?9?9E0?9?9?9*9*9?9*9*9?9?9?9?9?9*9*_*9*9*9*9*9",12.2,-7.2,23,85780,9999,9999,317,0,0,0,999900,999900,999900,99990,22,1,8,8,999,999,9,999999999,0,0,0,88,999,999,99]
[2005,4,2,5,0,"?9?9?9?9E0?9?9?9*9*9?9*9*9?9*9*9?9?9*9*_*9*9*9*9*9",8.4,-9.5,25,85780,9999,9999,280,0,0,0,999900,999900,999900,99990,235,1,2,2,999,999,9,999999999,0,0,0,88,999,999,99]
[2005,4,2,12,0,"?9?9?9?9E0?9?9?9*9*9?9*9*9?9*9*9?9?9*9*_*9*9*9*9*9",17.8,-7.5,16,85780,9999,9999,342,380,0,380,999900,999900,999900,99990,245,2,8,8,999,999,9,999999999,0,0,0,88,999,999,99]
[2005,4,2,19,0,"?9?9?9?9E0?9?9?9*9*9?9*9*9?9*9*9?9?9*9*_*9*9*9*9*9",20.8,-14.7,7,85780,9999,9999,334,139,186,47,999900,999900,999900,99990,155,3,5,5,999,999,9,999999999,0,0,0,88,999,999,99]
[2005,4,3,5,0,"?9?9?9?9E0?9?9?9*9*9?9*9*9?9*9*9?9?9*9*_*9*9*9*9*9",11.4,-6.1,27,85600,9999,9999,295,0,0,0,999900,999900,999900,99990,237,2,2,2,999,999,9,999999999,0,0,0,88,999,999,99]
[2005,4,3,16,0,"?9?9?9?9E0?9?9?9*9*9?9*9*9?9*9*9?9?9*9*_*9*9*9*9*9",15.8,13.6,87,85600,9999,9999,326,268,0,268,999900,999900,999900,99990,77,4,0,0,999,999,9,999999999,0,0,0,88,999,999,99]
[2005,4,3,22,0,"?9?9?9?9E0?9?9?9*9*9?9*9*9?9*9*9?9?9*9*_*9*9*9*9*9",12.8,9.3000000000000007,79,85600,9999,9999,326,0,0,0,999900,999900,999900,99990,245,4,5,5,999,999,9,999999999,0,0,0,88,999,999,99]
[2005,4,4,6,0,"?9?9?9?9E0?9?9?9*9*9?9*9*9?9*9*9?9?9*9*_*9*9*9*9*9",6.2,5,93,85550,9999,9999,282,0,0,0,999900,999900,999900,99990,115,4,1,1,999,999,9,999999999,0,0,0,88,999,999,99]
[2005,4,4,15,0,"?9?9?9?9E0?9?9?9*9*9?9*9*9?9?9?9?9?9*9*_*9*9*9*9*9",8,3.8,75,85550,9999,9999,299,314,0,314,999900,999900,999900,99990,360,3,5,5,999,999,9,999999999,0,0,0,88,999,999,99]
[2005,4,4,16,0,"?9?9?9?9E0?9?9?9*9*9?9*9*9?9*9*9?9?9*9*_*9*9*9*9*9",8.4,4.2,74,85550,9999,9999,294,268,0,268,999900,999900,999900,99990,171,3,2,2,999,999,9,999999999,0,0,0,88,999,999,99]
[2005,4,5,5,0,"?9?9?9?9E0?9?9?9*9*9?9*9*9?9*9*9?9?9*9*_*9*9*9*9*9",3.7,3.3,97,85260,9999,9999,298,0,0,0,999900,999900,999900,99990,154,2,9,9,999,999,9,999999999,0,0,0,88,999,999,99]
[2005,4,5,9,0,"?9?9?9?9E0?9?9?9*9*9?9*9*9?9?9?9?9?9*9*_*9*9*9*9*9",3.6,3.3,98,85260,9999,9999,265,241,447,28,999900,999900,999900,99990,225,1,0,0,999,999,9,999999999,0,0,0,88,999,999,99]
[2005,4,5,15,0,"?9?9?9?9E0?9?9?9*9*9?9*9*9?9?9?9?9?9*9*_*9*9*9*9*9",14.8,1.8,41,85260,9999,9999,322,825,773,97,999900,999900,999900,99990,225,2,3,3,999,999,9,999999999,0,0,0,88,999,999,99]
[2005,4,6,2,0,"?9?9?9?9E0?9?9?9*9*9?9*9*9?9*9*9?9?9*9*_*9*9*9*9*9",8.6,-5.4,35,85780,9999,9999,290,0,0,0,999900,999900,999900,99990,18,0,4,4,999,999,9,999999999,0,0,0,88,999,999,99]
[2005,4,6,12,0,"?9?9?9?9E0?9?9?9*9*9?9*9*9?9*9*9?9?9*9*_*9*9*9*9*9",2.8,-19.7,14,85780,9999,9999,252,775,475,385,999900,999900,999900,99990,70,8,4,4,999,999,9,999999999,0,0,0,88,999,999,99]
[2005,4,6,19,0,"?9?9?9?9E0?9?9?9*9*9?9*9*9?9*9*9?9?9*9*_*9*9*9*9*9",1.9,-22,12,85780,9999,9999,239,177,209,88,999900,999900,999900,99990,17,7,1,1,999,999,9,999999999,0,0,0,88,999,999,99]
[2005,4,7,2,0,"?9?9?9?9E0?9?9?9*9*9?9*9*9?9*9*9?9?9*9*_*9*9*9*9*9",-0.1,-20.9,16,86580,9999,9999,245,0,0,0,999900,999900,999900,99990,326,4,6,6,999,999,9,999999999,0,0,0,88,999,999,99]
[2005,4,7,4,0,"?9?9?9?9E0?9?9?9*9*9?9*9*9?9*9*9?9?9*9*_*9*9*9*9*9",-1.5,-21.5,16,86580,9999,9999,235,0,0,0,999900,999900,999900,99990,253,2,4,4,999,999,9,999999999,0,0,0,88,999,999,99]
[2005,4,7,16,0,"?9?9?9?9E0?9?9?9*9*9?9*9*9?9*9*9?9?9*9*_*9*9*9*9*9",5.6,-24.7,7,86580,9999,9999,249,407,516,100,999900,999900,999900,99990,139,6,1,1,999,999,9,999999999,0,0,0,88,999,999,99]
[2005,4,7,21,0,"?9?9?9?9E0?9?9?9*9*9?9*9*9?9?9?9?9?9*9*_*9*9*9*9*9",0.8,-20.5,15,86580,9999,9999,251,0,0,0,999900,999900,999900,99990,22,7,7,7,999,999,9,999999999,0,0,0,88,999,999,99]
[2005,4,8,9,0,"?9?9?9?9E0?9?9?9*9*9?9*9*9?9?9?9?9?9*9*_*9*9*9*9*9",-3.9,-22.2,19,86750,9999,9999,233,257,474,25,999900,999900,999900,99990,337,6,7,7,999,999,9,999999999,0,0,0,88,999,999,99]
[2005,4,8,14,0,"?9?9?9?9E0?9?9?9*9*9?9*9*9?9*9*9?9?9*9*_*9*9*9*9*9",-0.6,-26.8,9,86750,9999,9999,237,909,782,89,999900,999900,999900,99990,109,6,6,6,999,999,9,999999999,0,0,0,88,999,999,99]
[2005,4,8,23,0,"?9?9?9?9E0?9?9?9*9*9?9*9*9?9*9*9?9?9*9*_*9*9*9*9*9",-0.7,-17.600000000000001,22,86750,9999,9999,240,0,0,0,999900,999900,999900,99990,270,6,3,3,999,999,9,999999999,0,0,0,88,999,999,99]
[2005,4,9,7,0,"?9?9?9?9E0?9?9?9*9*9?9*9*9?9*9*9?9?9*9*_*9*9*9*9*9",-3.8,-16.5,32,86670,9999,9999,248,0,0,0,999900,999900,999900,99990,70,2,9,9,999,999,9,999999999,0,0,0,88,999,999,99]
[2005,4,9,13,0,"?9?9?9?9E0?9?9?9*9*9?9*9*9?9*9*9?9?9*9*_*9*9*9*9*9",3.5,-18,16,86670,9999,9999,249,920,785,104,999900,999900,999900,99990,270,4,1,1,999,999,9,999999999,0,0,0,88,999,999,99]
[2005,4,9,16,0,"?9?9?9?9E0?9?9?9*9*9?9*9*9?9*9*9?9?9*9*_*9*9*9*9*9",6.6,-21.1,10,86670,9999,9999,267,430,585,79,999900,999900,999900,99990,230,5,5,5,999,999,9,999999999,0,0,0,88,999,999,99]
[2005,4,10,3,0,"?9?9?9?9E0?9?9?9*9*9?9*9*9?9?9?9?9?9*9*_*9*9*9*9*9",-2.6,-12.3,43,86480,9999,9999,251,0,0,0,999900,999900,999900,99990,0,0,8,8,999,999,9,999999999,0,0,0,88,999,999,99]
[2005,4,10,9,0,"?9?9?9?9E0?9?9?9*9*9?9*9*9?9?9?9?9?9*9*_*9*9*9*9*9",-1.7,-12.3,40,86480,9999,9999,243,263,470,29,999900,999900,999900,99990,225,1,4,4,999,999,9,999999999,0,0,0,88,999,999,99]
[2005,4,10,17,0,"?9?9?9?9E0?9?9?9*9*9?9*9*9?9*9*9?9?9*9*_*9*9*9*9*9",10.7,-20.2,8,86480,9999,9999,290,569,718,63,999900,999900,999900,99990,345,4,7,7,999,999,9,999999999,0,0,0,88,999,999,99]
[2005,4,11,2,0,"?9?9?9?9E0?9?9?9*9*9?9*9*9?9*9*9?9?9*9*_*9*9*9*9*9",3,-5.5,51,86130,9999,9999,272,0,0,0,999900,999900,999900,99990,193,0,6,6,999,999,9,999999999,0,0,0,88,999,999,99]
[2005,4,11,10,0,"?9?9?9?9E0?9?9?9*9*9?9*9*9?9*9*9?9?9*9*_*9*9*9*9*9",8.3000000000000007,-12.2,19,86130,9999,9999,294,450,614,47,999900,999900,999900,99990,280,4,8,8,999,999,9,999999999,0,0,0,88,999,999,99]
[2005,4,11,19,0,"?9?9?9?9E0?9?9?9*9*9?9*9*9?9*9*9?9?9*9*_*9*9*9*9*9",12.4,-14.7,12,86130,9999,9999,293,191,249,20,999900,999900,999900,99990,32,8,3,3,999,999,9,999999999,0,0,0,88,999,999,99]
[2005,4,11,24,0,"?9?9?9?9E0?9?9?9*9*9?9*9*9?9*9*9?9?9*9*_*9*9*9*9*9",6.1,-11.9,23,86130,9999,9999,291,0,0,0,999900,999900,999900,99990,216,3,9,9,999,999,9,999999999,0,0,0,88,999,999,99]
[2005,4,12,4,0,"?9?9?9?9E0?9?9?9*9*9?9*9*9?9*9*9?9?9*9*_*9*9*9*9*9",3,-11.3,31,85940,9999,9999,253,0,0,0,999900,999900,999900,99990,332,1,1,1,999,999,9,999999999,0,0,0,88,999,999,99]
[2005,4,12,14,0,"?9?9?9?9E0?9?9?9*9*9?9*9*9?9*9*9?9?9*9*_*9*9*9*9*9",18.100000000000001,-11.2,11,85940,9999,9999,308,789,688,222,999900,999900,999900,99990,260,3,0,0,999,999,9,999999999,0,0,0,88,999,999,99]
[2005,4,12,21,0,"?9?9?9?9E0?9?9?9*9*9?9*9*9?9?9?9?9?9*9*_*9*9*9*9*9",18.399999999999999,-16,7,85940,9999,9999,309,0,0,0,999900,999900,999900,99990,315,5,1,1,999,999,9,999999999,0,0,0,88,999,999,99]
[2005,4,13,6,0,"?9?9?9?9E0?9?9?9*9*9?9*9*9?9*9*9?9?9*9*_*9*9*9*9*9",7.3,-6.7,34,85040,9999,9999,278,0,0,0,999900,999900,999900,99990,253,0,2,2,999,999,9,999999999,0,0,0,88,999,999,99]
[2005,4,13,13,0,"?9?9?9?9E0?9?9?9*9*9?9*9*9?9*9*9?9?9*9*_*9*9*9*9*9",21.1,-9.8000000000000007,11,85040,9999,9999,342,848,750,201,999900,999900,999900,99990,135,4,5,5,999,999,9,999999999,0,0,0,88,999,999,99]
[2005,4,13,23,0,"?9?9?9?9E0?9?9?9*9*9?9*9*9?9*9*9?9?9*9*_*9*9*9*9*9",19.600000000000001,-5.7,17,85040,9999,9999,347,0,0,0,999900,999900,999900,99990,348,1,7,7,999,999,9,999999999,0,0,0,88,999,999,99]
[2005,4,14,3,0,"?9?9?9?9E0?9?9?9*9*9?9*9*9?9?9?9?9?9*9*_*9*9*9*9*9",12.3,-5.8,26,85420,9999,9999,310,0,0,0,999900,999900,999900,99990,337,8,6,6,999,999,9,999999999,0,0,0,88,999,999,99]
[2005,4,14,16,0,"?9?9?9?9E0?9?9?9*9*9?9*9*9?9*9*9?9?9*9*_*9*9*9*9*9",11.9,-14.3,13,85420,9999,9999,313,303,0,303,999900,999900,999900,99990,347,5,9,9,999,999,9,999999999,0,0,0,88,999,999,99]
[2005,4,14,17,0,"?9?9?9?9E0?9?9?9*9*9?9*9*9?9*9*9?9?9*9*_*9*9*9*9*9",12.2,-14.6,12,85420,9999,9999,285,657,720,331,999900,999900,999900,99990,145,5,1,1,999,999,9,999999999,0,0,0,88,999,999,99]
[2005,4,15,1,0,"?9?9?9?9E0?9?9?9*9*9?9*9*9?9*9*9?9?9*9*_*9*9*9*9*9",7.2,-12.5,20,85960,9999,9999,295,0,0,0,999900,999900,999900,99990,140,3,9,9,999,999,9,999999999,0,0,0,88,999,999,99]
[2005,4,15,10,0,"?9?9?9?9E0?9?9?9*9*9?9*9*9?9*9*9?9?9*9*_*9*9*9*9*9",8.1,-8.4,28,85960,9999,9999,298,351,217,206,999900,999900,999900,99990,185,2,8,8,999,999,9,999999999,0,0,0,88,999,999,99]
[2005,4,15,18,0,"?9?9?9?9E0?9?9?9*9*9?9*9*9?9*9*9?9?9*9*_*9*9*9*9*9",3.8,-17.399999999999999,17,85960,9999,9999,254,294,461,172,999900,999900,999900,99990,1,7,2,2,999,999,9,999999999,0,0,0,88,999,999,99]
[2005,4,15,24,0,"?9?9?9?9E0?9?9?9*9*9?9*9*9?9*9*9?9?9*9*_*9*9*9*9*9",3.9,-20.8,12,85960,9999,9999,247,0,0,0,999900,999900,999900,99990,134,4,1,1,999,999,9,999999999,0,0,0,88,999,999,99]
[2005,4,16,11,0,"?9?9?9?9E0?9?9?9*9*9?9*9*9?9*9*9?9?9*9*_*9*9*9*9*9",3.2,-19.2,14,86480,9999,9999,271,636,641,130,999900,999900,999900,99990,153,4,9,9,999,999,9,999999999,0,0,0,88,999,999,99]
[2005,4,16,14,0,"?9?9?9?9E0?9?9?9*9*9?9*9*9?9*9*9?9?9*9*_*9*9*9*9*9",5.5,-22.4,9,86480,9999,9999,277,896,781,184,999900,999900,999900,99990,321,4,9,9,999,999,9,999999999,0,0,0,88,999,999,99]
[2005,4,17,4,0,"?9?9?9?9E0?9?9?9*9*9?9*9*9?9*9*9?9?9*9*_*9*9*9*9*9",-3.5,-16.2,32,86560,9999,9999,237,0,0,0,999900,999900,999900,99990,292,0,6,6,999,999,9,999999999,0,0,0,88,999,999,99]
[2005,4,17,11,0,"?9?9?9?9E0?9?9?9*9*9?9*9*9?9*9*9?9?9*9*_*9*9*9*9*9",3.3,-12.5,27,86560,9999,9999,249,612,657,91,999900,999900,999900,99990,172,3,0,0,999,999,9,999999999,0,0,0,88,999,999,99]
[2005,4,17,13,0,"?9?9?9?9E0?9?9?9*9*9?9*9*9?9*9*9?9?9*9*_*9*9*9*9*9",6.7,-14.5,18,86560,9999,9999,291,839,784,125,999900,999900,999900,99990,111,3,9,9,999,999,9,999999999,0,0,0,88,999,999,99]
[2005,4,17,21,0,"?9?9?9?9E0?9?9?9*9*9?9*9*9?9?9?9?9?9*9*_*9*9*9*9*9",9,-10.7,21,86560,9999,9999,305,0,0,0,999900,999900,999900,99990,202,2,9,9,999,999,9,999999999,0,0,0,88,999,999,99]
[2005,4,18,6,0,"?9?9?9?9E0?9?9?9*9*9?9*9*9?9*9*9?9?9*9*_*9*9*9*9*9",-0.9,-11.6,40,86000,9999,9999,264,0,0,0,999900,999900,999900,99990,22,0,9,9,999,999,9,999999999,0,0,0,88,999,999,99]
[2005,4,18,11,0,"?9?9?9?9E0?9?9?9*9*9?9*9*9?9*9*9?9?9*9*_*9*9*9*9*9",7.5,-9.4,26,86000,9999,9999,273,709,700,152,999900,999900,999900,99990,340,0,1,1,999,999,9,999999999,0,0,0,88,999,999,99]
[2005,4,18,23,0,"?9?9?9?9E0?9?9?9*9*9?9*9*9?9*9*9?9?9*9*_*9*9*9*9*9",10.8,-8.4,23,86000,9999,9999,281,0,0,0,999900,999900,999900,99990,311,1,0,0,999,999,9,999999999,0,0,0,88,999,999,99]
[2005,4,19,8,0,"?9?9?9?9E0?9?9?9*9*9?9*9*9?9*9*9?9?9*9*_*9*9*9*9*9",4.2,-9,34,85810,9999,9999,270,98,195,28,999900,999900,999900,99990,82,0,5,5,999,999,9,999999999,0,0,0,88,999,999,99]
[2005,4,19,16,0,"?9?9?9?9E0?9?9?9*9*9?9*9*9?9*9*9?9?9*9*_*9*9*9*9*9",22.3,-12.2,8,85810,9999,9999,344,632,714,184,999900,999900,999900,99990,68,4,5,5,999,999,9,999999999,0,0,0,88,999,999,99]
[2005,4,19,22,0,"?9?9?9?9E0?9?9?9*9*9?9*9*9?9*9*9?9?9*9*_*9*9*9*9*9",16.600000000000001,-8.1,16,85810,9999,9999,318,0,0,0,999900,999900,999900,99990,126,1,3,3,999,999,9,999999999,0,0,0,88,999,999,99]
[2005,4,20,1,0,"?9?9?9?9E0?9?9?9*9*9?9*9*9?9*9*9?9?9*9*_*9*9*9*9*9",13.8,-5.9,24,85370,9999,9999,316,0,0,0,999900,999900,999900,99990,314,1,6,6,999,999,9,999999999,0,0,0,88,999,999,99]
[2005,4,20,8,0,"?9?9?9?9E0?9?9?9*9*9?9*9*9?9*9*9?9?9*9*_*9*9*9*9*9",10.5,-2,41,85370,9999,9999,296,104,209,29,999900,999900,999900,99990,237,4,2,2,999,999,9,999999999,0,0,0,88,999,999,99]
[2005,4,20,18,0,"?9?9?9?9E0?9?9?9*9*9?9*9*9?9*9*9?9?9*9*_*9*9*9*9*9",23.7,-7.3,11,85370,9999,9999,379,353,643,98,999900,999900,999900,99990,117,6,9,9,999,999,9,999999999,0,0,0,88,999,999,99]
[2005,4,21,5,0,"?9?9?9?9E0?9?9?9*9*9?9*9*9?9*9*9?9?9*9*_*9*9*9*9*9",14,0.4,39,85300,9999,9999,314,0,0,0,999900,999900,999900,99990,223,3,2,2,999,999,9,999999999,0,0,0,88,999,999,99]
[2005,4,21,11,0,"?9?9?9?9E0?9?9?9*9*9?9*9*9?9*9*9?9?9*9*_*9*9*9*9*9",17.899999999999999,1,32,85300,9999,9999,343,590,611,98,999900,999900,999900,99990,26,0,6,6,999,999,9,999999999,0,0,0,88,999,999,99]
[2005,4,21,19,0,"?9?9?9?9E0?9?9?9*9*9?9*9*9?9*9*9?9?9*9*_*9*9*9*9*9",12.1,-5.7,27,85300,9999,9999,299,198,360,33,999900,999900,999900,99990,1,3,2,2,999,999,9,999999999,0,0,0,88,999,999,99]
[2005,4,22,4,0,"?9?9?9?9E0?9?9?9*9*9?9*9*9?9*9*9?9?9*9*_*9*9*9*9*9",8.4,-2.2999999999999998,46,86070,9999,9999,287,0,0,0,999900,999900,999900,99990,260,4,2,2,999,999,9,999999999,0,0,0,88,999,999,99]
[2005,4,22,5,0,"?9?9?9?9E0?9?9?9*9*9?9*9*9?9*9*9?9?9*9*_*9*9*9*9*9",7.3,-2,50,86070,9999,9999,293,0,0,0,999900,999900,999900,99990,233,4,6,6,999,999,9,999999999,0,0,0,88,999,999,99]
[2005,4,22,18,0,"?9?9?9?9E0?9?9?9*9*9?9*9*9?9*9*9?9?9*9*_*9*9*9*9*9",8.8000000000000007,-4.5,37,86070,9999,9999,292,129,0,129,999900,999900,999900,99990,86,5,4,4,999,999,9,999999999,0,0,0,88,999,999,99]
[2005,4,22,22,0,"?9?9?9?9E0?9?9?9*9*9?9*9*9?9*9*9?9?9*9*_*9*9*9*9*9",6.6,-5.4,40,86070,9999,9999,277,0,0,0,999900,999900,999900,99990,148,6,2,2,999,999,9,999999999,0,0,0,88,999,999,99]
[2005,4,23,8,0,"?9?9?9?9E0?9?9?9*9*9?9*9*9?9*9*9?9?9*9*_*9*9*9*9*9",1,-5.9,57,87020,9999,9999,261,69,138,17,999900,999900,999900,99990,290,1,5,5,999,999,9,999999999,0,0,0,88,999,999,99]
[2005,4,23,15,0,"?9?9?9?9E0?9?9?9*9*9?9*9*9?9?9?9?9?9*9*_*9*9*9*9*9",7,-15.2,16,87020,9999,9999,275,932,771,153,999900,999900,999900,99990,45,3,5,5,999,999,9,999999999,0,0,0,88,999,999,99]
[2005,4,23,22,0,"?9?9?9?9E0?9?9?9*9*9?9*9*9?9*9*9?9?9*9*_*9*9*9*9*9",4.2,-19.600000000000001,13,87020,9999,9999,253,0,0,0,999900,999900,999900,99990,234,2,2,2,999,999,9,999999999,0,0,0,88,999,999,99]
[2005,4,24,8,0,"?9?9?9?9E0?9?9?9*9*9?9*9*9?9*9*9?9?9*9*_*9*9*9*9*9",-0.7,-13.3,33,86650,9999,9999,234,71,151,14,999900,999900,999900,99990,78,2,0,0,999,999,9,999999999,0,0,0,88,999,999,99]
[2005,4,24,15,0,"?9?9?9?9E0?9?9?9*9*9?9*9*9?9?9?9?9?9*9*_*9*9*9*9*9",11.4,-15.1,12,86650,9999,9999,291,814,771,100,999900,999900,999900,99990,135,6,4,4,999,999,9,999999999,0,0,0,88,999,999,99]
[2005,4,24,17,0,"?9?9?9?9E0?9?9?9*9*9?9*9*9?9*9*9?9?9*9*_*9*9*9*9*9",13.3,-17.5,9,86650,9999,9999,281,556,723,68,999900,999900,999900,99990,119,6,0,0,999,999,9,999999999,0,0,0,88,999,999,99]
[2005,4,25,5,0,"?9?9?9?9E0?9?9?9*9*9?9*9*9?9*9*9?9?9*9*_*9*9*9*9*9",8.6999999999999993,-0.8,51,86180,9999,9999,295,0,0,0,999900,999900,999900,99990,273,4,4,4,999,999,9,999999999,0,0,0,88,999,999,99]
[2005,4,25,10,0,"?9?9?9?9E0?9?9?9*9*9?9*9*9?9*9*9?9?9*9*_*9*9*9*9*9",8.6,-0.4,53,86180,9999,9999,304,478,326,247,999900,999900,999900,99990,243,5,7,7,999,999,9,999999999,0,0,0,88,999,999,99]
[2005,4,25,19,0,"?9?9?9?9E0?9?9?9*9*9?9*9*9?9*9*9?9?9*9*_*9*9*9*9*9",11.9,-0.5,42,86180,9999,9999,330,89,0,89,999900,999900,999900,99990,304,5,9,9,999,999,9,999999999,0,0,0,88,999,999,99]
[2005,4,26,3,0,"?9?9?9?9E0?9?9?9*9*9?9*9*9?9?9?9?9?9*9*_*9*9*9*9*9",7.8,-2.9,45,86040,9999,9999,302,0,0,0,999900,999900,999900,99990,180,4,8,8,999,999,9,999999999,0,0,0,88,999,999,99]
[2005,4,26,9,0,"?9?9?9?9E0?9?9?9*9*9?9*9*9?9?9?9?9?9*9*_*9*9*9*9*9",7.5,-1.9,51,86040,9999,9999,280,120,0,120,999900,999900,999900,99990,180,5,1,1,999,999,9,999999999,0,0,0,88,999,999,99]
[2005,4,26,20,0,"?9?9?9?9E0?9?9?9*9*9?9*9*9?9*9*9?9?9*9*_*9*9*9*9*9",14.4,1.2,40,86040,9999,9999,344,78,0,40,999900,999900,999900,99990,102,5,9,9,999,999,9,999999999,0,0,0,88,999,999,99]
[2005,4,27,2,0,"?9?9?9?9E0?9?9?9*9*9?9*9*9?9*9*9?9?9*9*_*9*9*9*9*9",9.9,1.5,56,85740,9999,9999,316,0,0,0,999900,999900,999900,99990,1,5,8,8,999,999,9,999999999,0,0,0,88,999,999,99]
[2005,4,27,5,0,"?9?9?9?9E0?9?9?9*9*9?9*9*9?9*9*9?9?9*9*_*9*9*9*9*9",7.4,0.6,62,85740,9999,9999,277,0,0,0,999900,999900,999900,99990,183,4,0,0,999,999,9,999999999,0,0,0,88,999,999,99]
[2005,4,27,16,0,"?9?9?9?9E0?9?9?9*9*9?9*9*9?9*9*9?9?9*9*_*9*9*9*9*9",16.100000000000001,2.2000000000000002,39,85740,9999,9999,353,438,259,270,999900,999900,999900,99990,204,7,9,9,999,999,9,999999999,0,0,0,88,999,999,99]
[2005,4,27,22,0,"?9?9?9?9E0?9?9?9*9*9?9*9*9?9*9*9?9?9*9*_*9*9*9*9*9",11,3,58,85740,9999,9999,323,0,0,0,999900,999900,999900,99990,246,6,8,8,999,999,9,999999999,0,0,0,88,999,999,99]
[2005,4,28,6,0,"?9?9?9?9E0?9?9?9*9*9?9*9*9?9*9*9?9?9*9*_*9*9*9*9*9",5.0999999999999996,3.1,87,85570,9999,9999,292,0,0,0,999900,999900,999900,99990,37,5,7,7,999,999,9,999999999,0,0,0,88,999,999,99]
[2005,4,28,15,0,"?9?9?9?9E0?9?9?9*9*9?9*9*9?9?9?9?9?9*9*_*9*9*9*9*9",9.6999999999999993,6.8,82,85570,9999,9999,328,310,0,310,999900,999900,999900,99990,315,2,9,9,999,999,9,999999999,0,0,0,88,999,999,99]
[2005,4,28,20,0,"?9?9?9?9E0?9?9?9*9*9?9*9*9?9*9*9?9?9*9*_*9*9*9*9*9",9.6,8.1999999999999993,91,85570,9999,9999,323,28,0,28,999900,999900,999900,99990,258,2,8,8,999,999,9,999999999,0,0,0,88,999,999,99]
[2005,4,29,8,0,"?9?9?9?9E0?9?9?9*9*9?9*9*9?9*9*9?9?9*9*_*9*9*9*9*9",7.3,6.7,95,85840,9999,9999,306,64,0,64,999900,999900,999900,99990,47,2,7,7,999,999,9,999999999,0,0,0,88,999,999,99]
[2005,4,29,13,0,"?9?9?9?9E0?9?9?9*9*9?9*9*9?9*9*9?9?9*9*_*9*9*9*9*9",13.2,7.4,68,85840,9999,9999,321,409,0,409,999900,999900,999900,99990,96,2,3,3,999,999,9,999999999,0,0,0,88,999,999,99]
[2005,4,29,17,0,"?9?9?9?9E0?9?9?9*9*9?9*9*9?9*9*9?9?9*9*_*9*9*9*9*9",16.600000000000001,5.9,49,85840,9999,9999,343,465,571,186,999900,999900,999900,99990,335,2,6,6,999,999,9,999999999,0,0,0,88,999,999,99]
[2005,4,30,3,0,"?9?9?9?9E0?9?9?9*9*9?9*9*9?9?9?9?9?9*9*_*9*9*9*9*9",7.8,5.4,85,85920,9999,9999,318,0,0,0,999900,999900,999900,99990,0,0,9,9,999,999,9,999999999,0,0,0,88,999,999,99]
[2005,4,30,10,0,"?9?9?9?9E0?9?9?9*9*9?9*9*9?9*9*9?9?9*9*_*9*9*9*9*9",11.2,6.1,71,85920,9999,9999,313,472,537,84,999900,999900,999900,99990,51,2,4,4,999,999,9,999999999,0,0,0,88,999,999,99]
[2005,4,30,19,0,"?9?9?9?9E0?9?9?9*9*9?9*9*9?9*9*9?9?9*9*_*9*9*9*9*9",17.7,4.0999999999999996,40,85920,9999,9999,363,122,0,122,999900,999900,999900,99990,20,7,9,9,999,999,9,999999999,0,0,0,88,999,999,99]
[2005,5,1,2,0,"?9?9?9?9E0?9?9?9*9*9?9*9*9?9*9*9?9?9*9*_*9*9*9*9*9",6.2,-4.5,44,86380,9999,9999,286,0,0,0,999900,999900,999900,99990,27,6,6,6,999,999,9,999999999,0,0,0,88,999,999,99]
[2005,5,1,12,0,"?9?9?9?9E0?9?9?9*9*9?9*9*9?9*9*9?9?9*9*_*9*9*9*9*9",9.5,-4.5,35,86380,9999,9999,295,776,780,76,999900,999900,999900,99990,199,4,4,4,999,999,9,999999999,0,0,0,88,999,999,99]
[2005,5,1,16,0,"?9?9?9?9E0?9?9?9*9*9?9*9*9?9*9*9?9?9*9*_*9*9*9*9*9",15.6,-11.3,13,86380,9999,9999,322,727,755,71,999900,999900,999900,99990,52,3,7,7,999,999,9,999999999,0,0,0,88,999,999,99]
[2005,5,2,5,0,"?9?9?9?9E0?9?9?9*9*9?9*9*9?9*9*9?9?9*9*_*9*9*9*9*9",8.4,-6.4,33,86150,9999,9999,279,0,0,0,999900,999900,999900,99990,188,1,1,1,999,999,9,999999999,0,0,0,88,999,999,99]
[2005,5,2,6,0,"?9?9?9?9E0?9?9?9*9*9?9*9*9?9*9*9?9?9*9*_*9*9*9*9*9",8.1,-6.6,33,86150,9999,9999,281,0,0,0,999900,999900,999900,99990,47,1,2,2,999,999,9,999999999,0,0,0,88,999,999,99]
[2005,5,2,14,0,"?9?9?9?9E0?9?9?9*9*9?9*9*9?9*9*9?9?9*9*_*9*9*9*9*9",15.3,1.3,39,86150,9999,9999,341,437,0,437,999900,999900,999900,99990,113,1,8,8,999,999,9,999999999,0,0,0,88,999,999,99]
[2005,5,3,3,0,"?9?9?9?9E0?9?9?9*9*9?9*9*9?9?9?9?9?9*9*_*9*9*9*9*9",7.5,5.8,89,85960,9999,9999,295,0,0,0,999900,999900,999900,99990,202,5,3,3,999,999,9,999999999,0,0,0,88,999,999,99]
[2005,5,3,7,0,"?9?9?9?9E0?9?9?9*9*9?9*9*9?9*9*9?9?9*9*_*9*9*9*9*9",7.1,6.1,93,85960,9999,9999,298,8,27,2,999900,999900,999900,99990,85,5,5,5,999,999,9,999999999,0,0,0,88,999,999,99]
[2005,5,3,13,0,"?9?9?9?9E0?9?9?9*9*9?9*9*9?9*9*9?9?9*9*_*9*9*9*9*9",14.4,5,53,85960,9999,9999,321,725,564,210,999900,999900,999900,99990,191,2,2,2,999,999,9,999999999,0,0,0,88,999,999,99]
[2005,5,3,24,0,"?9?9?9?9E0?9?9?9*9*9?9*9*9?9*9*9?9?9*9*_*9*9*9*9*9",12.6,-2.5,34,85960,9999,9999,305,0,0,0,999900,999900,999900,99990,279,1,2,2,999,999,9,999999999,0,0,0,88,999,999,99]
[2005,5,4,3,0,"?9?9?9?9E0?9?9?9*9*9?9*9*9?9?9?9?9?9*9*_*9*9*9*9*9",9,-5.5,33,85820,9999,9999,294,0,0,0,999900,999900,999900,99990,22,3,5,5,999,999,9,999999999,0,0,0,88,999,999,99]
[2005,5,4,17,0,"?9?9?9?9E0?9?9?9*9*9?9*9*9?9*9*9?9?9*9*_*9*9*9*9*9",25,-4.4000000000000004,13,85820,9999,9999,347,576,725,56,999900,999900,999900,99990,122,4,0,0,999,999,9,999999999,0,0,0,88,999,999,99]
[2005,5,4,24,0,"?9?9?9?9E0?9?9?9*9*9?9*9*9?9*9*9?9?9*9*_*9*9*9*9*9",18.399999999999999,-0.9,27,85820,9999,9999,335,0,0,0,999900,999900,999900,99990,297,3,3,3,999,999,9,999999999,0,0,0,88,999,999,99]
[2005,5,5,2,0,"?9?9?9?9E0?9?9?9*9*9?9*9*9?9*9*9?9?9*9*_*9*9*9*9*9",16.399999999999999,0.3,34,85640,9999,9999,345,0,0,0,999900,999900,999900,99990,142,3,8,8,999,999,9,999999999,0,0,0,88,999,999,99]
[2005,5,5,14,0,"?9?9?9?9E0?9?9?9*9*9?9*9*9?9*9*9?9?9*9*_*9*9*9*9*9",17.7,-0.4,29,85640,9999,9999,341,461,164,316,999900,999900,999900,99990,276,5,6,6,999,999,9,999999999,0,0,0,88,999,999,99]
[2005,5,5,19,0,"?9?9?9?9E0?9?9?9*9*9?9*9*9?9*9*9?9?9*9*_*9*9*9*9*9",19,-2.7,22,85640,9999,9999,354,61,0,61,999900,999900,999900,99990,40,5,8,8,999,999,9,999999999,0,0,0,88,999,999,99]
[2005,5,5,24,0,"?9?9?9?9E0?9?9?9*9*9?9*9*9?9*9*9?9?9*9*_*9*9*9*9*9",12.1,-1,40,85640,9999,9999,294,0,0,0,999900,999900,999900,99990,82,5,0,0,999,999,9,999999999,0,0,0,88,999,999,99]
[2005,5,6,12,0,"?9?9?9?9E0?9?9?9*9*9?9*9*9?9*9*9?9?9*9*_*9*9*9*9*9",13.5,-9.1,18,86040,9999,9999,311,777,778,71,999900,999900,999900,99990,8,6,6,6,999,999,9,999999999,0,0,0,88,999,999,99]
[2005,5,6,21,0,"?9?9?9?9E0?9?9?9*9*9?9*9*9?9?9?9?9?9*9*_*9*9*9*9*9",12.9,-16,10,86040,9999,9999,309,0,0,0,999900,999900,999900,99990,337,10,8,8,999,999,9,999999999,0,0,0,88,999,999,99]
[2005,5,7,5,0,"?9?9?9?9E0?9?9?9*9*9?9*9*9?9*9*9?9?9*9*_*9*9*9*9*9",3.6,-14.4,22,86380,9999,9999,256,0,0,0,999900,999900,999900,99990,57,6,2,2,999,999,9,999999999,0,0,0,88,999,999,99]
[2005,5,7,11,0,"?9?9?9?9E0?9?9?9*9*9?9*9*9?9*9*9?9?9*9*_*9*9*9*9*9",7,-5.3,39,86380,9999,9999,270,649,699,56,999900,999900,999900,99990,75,10,0,0,999,999,9,999999999,0,0,0,88,999,999,99]
[2005,5,7,14,0,"?9?9?9?9E0?9?9?9*9*9?9*9*9?9*9*9?9?9*9*_*9*9*9*9*9",10.9,-10.4,19,86380,9999,9999,294,884,776,76,999900,999900,999900,99990,164,10,4,4,999,999,9,999999999,0,0,0,88,999,999,99]
[2005,5,8,1,0,"?9?9?9?9E0?9?9?9*9*9?9*9*9?9*9*9?9?9*9*_*9*9*9*9*9",6.1,-7.4,35,86020,9999,9999,269,0,0,0,999900,999900,999900,99990,50,2,1,1,999,999,9,999999999,0,0,0,88,999,999,99]
[2005,5,8,7,0,"?9?9?9?9E0?9?9?9*9*9?9*9*9?9*9*9?9?9*9*_*9*9*9*9*9",3.7,-15.5,20,86020,9999,9999,272,21,83,1,999900,999900,999900,99990,309,1,8,8,999,999,9,999999999,0,0,0,88,999,999,99]
[2005,5,8,15,0,"?9?9?9?9E0?9?9?9*9*9?9*9*9?9?9?9?9?9*9*_*9*9*9*9*9",16.8,-18.8,6,86020,9999,9999,303,878,768,55,999900,999900,999900,99990,292,7,2,2,999,999,9,999999999,0,0,0,88,999,999,99]
[2005,5,8,24,0,"?9?9?9?9E0?9?9?9*9*9?9*9*9?9*9*9?9?9*9*_*9*9*9*9*9",15.1,-12.1,13,86020,9999,9999,330,0,0,0,999900,999900,999900,99990,60,3,9,9,999,999,9,999999999,0,0,0,88,999,999,99]
[2005,5,9,9,0,"?9?9?9?9E0?9?9?9*9*9?9*9*9?9?9?9?9?9*9*_*9*9*9*9*9",6.6,-2.8,50,85870,9999,9999,304,325,504,23,999900,999900,999900,99990,22,4,9,9,999,999,9,999999999,0,0,0,88,999,999,99]
[2005,5,9,14,0,"?9?9?9?9E0?9?9?9*9*9?9*9*9?9*9*9?9?9*9*_*9*9*9*9*9",14.6,-3.8,27,85870,9999,9999,323,908,776,64,999900,999900,999900,99990,5,4,6,6,999,999,9,999999999,0,0,0,88,999,999,99]
[2005,5,9,18,0,"?9?9?9?9E0?9?9?9*9*9?9*9*9?9*9*9?9?9*9*_*9*9*9*9*9",13.4,-19.7,7,85870,9999,9999,298,430,666,30,999900,999900,999900,99990,240,7,6,6,999,999,9,999999999,0,0,0,88,999,999,99]
[2005,5,10,7,0,"?9?9?9?9E0?9?9?9*9*9?9*9*9?9*9*9?9?9*9*_*9*9*9*9*9",2.4,-6.9,47,86580,9999,9999,264,25,99,1,999900,999900,999900,99990,140,5,4,4,999,999,9,999999999,0,0,0,88,999,999,99]
[2005,5,10,11,0,"?9?9?9?9E0?9?9?9*9*9?9*9*9?9*9*9?9?9*9*_*9*9*9*9*9",7,-9.9,26,86580,9999,9999,291,689,763,37,999900,999900,999900,99990,162,5,8,8,999,999,9,999999999,0,0,0,88,999,999,99]
[2005,5,10,21,0,"?9?9?9?9E0?9?9?9*9*9?9*9*9?9?9?9?9?9*9*_*9*9*9*9*9",10.1,-9.9,21,86580,9999,9999,293,0,0,0,999900,999900,999900,99990,22,3,5,5,999,999,9,999999999,0,0,0,88,999,999,99]
[2005,5,11,4,0,"?9?9?9?9E0?9?9?9*9*9?9*9*9?9*9*9?9?9*9*_*9*9*9*9*9",2.5,-3.9,60,86680,9999,9999,269,0,0,0,999900,999900,999900,99990,149,0,5,5,999,999,9,999999999,0,0,0,88,999,999,99]
[2005,5,11,11,0,"?9?9?9?9E0?9?9?9*9*9?9*9*9?9*9*9?9?9*9*_*9*9*9*9*9",8.6,-1.7,47,86680,9999,9999,313,680,747,41,999900,999900,999900,99990,205,1,9,9,999,999,9,999999999,0,0,0,88,999,999,99]
[2005,5,11,21,0,"?9?9?9?9E0?9?9?9*9*9?9*9*9?9?9?9?9?9*9*_*9*9*9*9*9",14.5,-9,17,86680,9999,9999,296,0,0,0,999900,999900,999900,99990,202,1,0,0,999,999,9,999999999,0,0,0,88,999,999,99]
[2005,5,12,1,0,"?9?9?9?9E0?9?9?9*9*9?9*9*9?9*9*9?9?9*9*_*9*9*9*9*9",9.3000000000000007,-4.2,37,86240,9999,9999,297,0,0,0,999900,999900,999900,99990,264,1,5,5,999,999,9,999999999,0,0,0,88,999,999,99]
[2005,5,12,6,0,"?9?9?9?9E0?9?9?9*9*9?9*9*9?9*9*9?9?9*9*_*9*9*9*9*9",3.9,-7.1,42,86240,9999,9999,269,0,0,0,999900,999900,999900,99990,139,0,4,4,999,999,9,999999999,0,0,0,88,999,999,99]
[2005,5,12,15,0,"?9?9?9?9E0?9?9?9*9*9?9*9*9?9?9?9?9?9*9*_*9*9*9*9*9",19.100000000000001,-10.6,11,86240,9999,9999,329,871,768,53,999900,999900,999900,99990,360,2,4,4,999,999,9,999999999,0,0,0,88,999,999,99]
[2005,5,12,23,0,"?9?9?9?9E0?9?9?9*9*9?9*9*9?9*9*9?9?9*9*_*9*9*9*9*9",14.3,-7.5,20,86240,9999,9999,296,0,0,0,999900,999900,999900,99990,334,3,0,0,999,999,9,999999999,0,0,0,88,999,999,99]
[2005,5,13,8,0,"?9?9?9?9E0?9?9?9*9*9?9*9*9?9*9*9?9?9*9*_*9*9*9*9*9",9.6999999999999993,-5.5,32,86190,9999,9999,292,166,355,11,999900,999900,999900,99990,182,2,3,3,999,999,9,999999999,0,0,0,88,999,999,99]
[2005,5,13,16,0,"?9?9?9?9E0?9?9?9*9*9?9*9*9?9*9*9?9?9*9*_*9*9*9*9*9",21.7,-7.2,13,86190,9999,9999,343,750,753,51,999900,999900,999900,99990,91,3,3,3,999,999,9,999999999,0,0,0,88,999,999,99]
[2005,5,13,22,0,"?9?9?9?9E0?9?9?9*9*9?9*9*9?9*9*9?9?9*9*_*9*9*9*9*9",18,-7.5,16,86190,9999,9999,326,0,0,0,999900,999900,999900,99990,208,3,3,3,999,999,9,999999999,0,0,0,88,999,999,99]
[2005,5,14,9,0,"?9?9?9?9E0?9?9?9*9*9?9*9*9?9?9?9?9?9*9*_*9*9*9*9*9",14.4,5.4,55,86380,9999,9999,321,269,311,79,999900,999900,999900,99990,202,5,2,2,999,999,9,999999999,0,0,0,88,999,999,99]
[2005,5,14,12,0,"?9?9?9?9E0?9?9?9*9*9?9*9*9?9*9*9?9?9*9*_*9*9*9*9*9",16.600000000000001,4.9000000000000004,46,86380,9999,9999,339,382,0,382,999900,999900,999900,99990,211,5,5,5,999,999,9,999999999,0,0,0,88,999,999,99]
[2005,5,14,18,0,"?9?9?9?9E0?9?9?9*9*9?9*9*9?9*9*9?9?9*9*_*9*9*9*9*9",20.2,0,26,86380,9999,9999,347,208,0,208,999900,999900,999900,99990,94,8,4,4,999,999,9,999999999,0,0,0,88,999,999,99]
[2005,5,15,2,0,"?9?9?9?9E0?9?9?9*9*9?9*9*9?9*9*9?9?9*9*_*9*9*9*9*9",10.199999999999999,6.5,78,86690,9999,9999,312,0,0,0,999900,999900,999900,99990,71,6,5,5,999,999,9,999999999,0,0,0,88,999,999,99]
[2005,5,15,11,0,"?9?9?9?9E0?9?9?9*9*9?9*9*9?9*9*9?9?9*9*_*9*9*9*9*9",12.3,3.3,54,86690,9999,9999,336,331,120,227,999900,999900,999900,99990,218,4,9,9,999,999,9,999999999,0,0,0,88,999,999,99]
[2005,5,15,19,0,"?9?9?9?9E0?9?9?9*9*9?9*9*9?9*9*9?9?9*9*_*9*9*9*9*9",12,5.8,66,86690,9999,9999,307,64,0,64,999900,999900,999900,99990,15,7,1,1,999,999,9,999999999,0,0,0,88,999,999,99]
[2005,5,16,4,0,"?9?9?9?9E0?9?9?9*9*9?9*9*9?9*9*9?9?9*9*_*9*9*9*9*9",7.9,6.3,90,86500,9999,9999,319,0,0,0,999900,999900,999900,99990,60,5,9,9,999,999,9,999999999,0,0,0,88,999,999,99]
[2005,5,16,9,0,"?9?9?9?9E0?9?9?9*9*9?9*9*9?9?9?9?9?9*9*_*9*9*9*9*9",8.3000000000000007,6.9,91,86500,9999,9999,315,151,0,151,999900,999900,999900,99990,202,3,8,8,999,999,9,999999999,0,0,0,88,999,999,99]
[2005,5,16,21,0,"?9?9?9?9E0?9?9?9*9*9?9*9*9?9?9?9?9?9*9*_*9*9*9*9*9",16.8,7.3,54,86500,9999,9999,334,0,0,0,999900,999900,999900,99990,135,1,2,2,999,999,9,999999999,0,0,0,88,999,999,99]
[2005,5,16,23,0,"?9?9?9?9E0?9?9?9*9*9?9*9*9?9*9*9?9?9*9*_*9*9*9*9*9",15,7.8,62,86500,9999,9999,342,0,0,0,999900,999900,999900,99990,234,1,7,7,999,999,9,999999999,0,0,0,88,999,999,99]
[2005,5,17,6,0,"?9?9?9?9E0?9?9?9*9*9?9*9*9?9*9*9?9?9*9*_*9*9*9*9*9",7.5,5.8,89,86290,9999,9999,282,0,0,0,999900,999900,999900,99990,11,0,0,0,999,999,9,999999999,0,0,0,88,999,999,99]
[2005,5,17,20,0,"?9?9?9?9E0?9?9?9*9*9?9*9*9?9*9*9?9?9*9*_*9*9*9*9*9",18.899999999999999,2.5,33,86290,9999,9999,328,102,0,15,999900,999900,999900,99990,328,0,0,0,999,999,9,999999999,0,0,0,88,999,999,99]
[2005,5,17,23,0,"?9?9?9?9E0?9?9?9*9*9?9*9*9?9*9*9?9?9*9*_*9*9*9*9*9",16.3,4,44,86290,9999,9999,318,0,0,0,999900,999900,999900,99990,8,10,0,0,999,999,9,999999999,0,0,0,88,999,999,99]
[2005,5,18,8,0,"?9?9?9?9E0?9?9?9*9*9?9*9*9?9*9*9?9?9*9*_*9*9*9*9*9",14.1,3.5,49,86100,9999,9999,308,170,352,12,999900,999900,999900,99990,142,0,0,0,999,999,9,999999999,0,0,0,88,999,999,99]
[2005,5,18,19,0,"?9?9?9?9E0?9?9?9*9*9?9*9*9?9*9*9?9?9*9*_*9*9*9*9*9",20.7,-19.399999999999999,4,86100,9999,9999,319,262,512,19,999900,999900,999900,99990,39,7,2,2,999,999,9,999999999,0,0,0,88,999,999,99]
[2005,5,19,1,0,"?9?9?9?9E0?9?9?9*9*9?9*9*9?9*9*9?9?9*9*_*9*9*9*9*9",14,-9.3000000000000007,17,86160,9999,9999,306,0,0,0,999900,999900,999900,99990,246,6,3,3,999,999,9,999999999,0,0,0,88,999,999,99]
[2005,5,19,9,0,"?9?9?9?9E0?9?9?9*9*9?9*9*9?9?9?9?9?9*9*_*9*9*9*9*9",14.1,-10.7,15,86160,9999,9999,292,339,517,19,999900,999900,999900,99990,292,8,0,0,999,999,9,999999999,0,0,0,88,999,999,99]
[2005,5,19,18,0,"?9?9?9?9E0?9?9?9*9*9?9*9*9?9*9*9?9?9*9*_*9*9*9*9*9",23.7,-11.7,8,86160,9999,9999,332,442,673,25,999900,999900,999900,99990,29,6,0,0,999,999,9,999999999,0,0,0,88,999,999,99]
[2005,5,19,19,0,"?9?9?9?9E0?9?9?9*9*9?9*9*9?9*9*9?9?9*9*_*9*9*9*9*9",22.8,-11.1,9,86160,9999,9999,348,272,515,15,999900,999900,999900,99990,275,6,5,5,999,999,9,999999999,0,0,0,88,999,999,99]
[2005,5,20,3,0,"?9?9?9?9E0?9?9?9*9*9?9*9*9?9?9?9?9?9*9*_*9*9*9*9*9",16.399999999999999,-5.2,21,86310,9999,9999,326,0,0,0,999900,999900,999900,99990,337,4,5,5,999,999,9,999999999,0,0,0,88,999,999,99]
[2005,5,20,16,0,"?9?9?9?9E0?9?9?9*9*9?9*9*9?9*9*9?9?9*9*_*9*9*9*9*9",24.7,-4.3,14,86310,9999,9999,380,729,753,53,999900,999900,999900,99990,61,4,8,8,999,999,9,999999999,0,0,0,88,999,999,99]
[2005,5,20,20,0,"?9?9?9?9E0?9?9?9*9*9?9*9*9?9*9*9?9?9*9*_*9*9*9*9*9",23.1,-6.7,12,86310,9999,9999,369,116,0,8,999900,999900,999900,99990,260,4,8,8,999,999,9,999999999,0,0,0,88,999,999,99]
[2005,5,21,6,0,"?9?9?9?9E0?9?9?9*9*9?9*9*9?9*9*9?9?9*9*_*9*9*9*9*9",13,-4.5999999999999996,28,86180,9999,9999,318,0,0,0,999900,999900,999900,99990,59,2,7,7,999,999,9,999999999,0,0,0,88,999,999,99]
[2005,5,21,13,0,"?9?9?9?9E0?9?9?9*9*9?9*9*9?9*9*9?9?9*9*_*9*9*9*9*9",22.7,-3.8,16,86180,9999,9999,357,820,776,74,999900,999900,999900,99990,198,2,5,5,999,999,9,999999999,0,0,0,88,999,999,99]
[2005,5,21,20,0,"?9?9?9?9E0?9?9?9*9*9?9*9*9?9*9*9?9?9*9*_*9*9*9*9*9",24.3,-10.4,8,86180,9999,9999,347,113,0,10,999900,999900,999900,99990,25,4,2,2,999,999,9,999999999,0,0,0,88,999,999,99]
[2005,5,22,6,0,"?9?9?9?9E0?9?9?9*9*9?9*9*9?9*9*9?9?9*9*_*9*9*9*9*9",15.9,-2.2999999999999998,28,85990,9999,9999,309,0,0,0,999900,999900,999900,99990,74,0,0,0,999,999,9,999999999,0,0,0,88,999,999,99]
[2005,5,22,13,0,"?9?9?9?9E0?9?9?9*9*9?9*9*9?9*9*9?9?9*9*_*9*9*9*9*9",18,1.6,33,85990,9999,9999,349,560,240,334,999900,999900,999900,99990,2,0,7,7,999,999,9,999999999,0,0,0,88,999,999,99]
[2005,5,22,15,0,"?9?9?9?9E0?9?9?9*9*9?9*9*9?9?9?9?9?9*9*_*9*9*9*9*9",17.5,3.9,40,85990,9999,9999,355,256,0,256,999900,999900,999900,99990,202,9,8,8,999,999,9,999999999,0,0,0,88,999,999,99]
[2005,5,23,3,0,"?9?9?9?9E0?9?9?9*9*9?9*9*9?9?9?9?9?9*9*_*9*9*9*9*9",10.4,9,91,85960,9999,9999,310,0,0,0,999900,999900,999900,99990,135,6,3,3,999,999,9,999999999,0,0,0,88,999,999,99]
[2005,5,23,8,0,"?9?9?9?9E0?9?9?9*9*9?9*9*9?9*9*9?9?9*9*_*9*9*9*9*9",10.6,7.5,81,85960,9999,9999,307,63,0,63,999900,999900,999900,99990,296,6,2,2,999,999,9,999999999,0,0,0,88,999,999,99]
[2005,5,23,17,0,"?9?9?9?9E0?9?9?9*9*9?9*9*9?9*9*9?9?9*9*_*9*9*9*9*9",18.2,9.1999999999999993,56,85960,9999,9999,372,210,0,210,999900,999900,999900,99990,84,3,9,9,999,999,9,999999999,0,0,0,88,999,999,99]
[2005,5,24,1,0,"?9?9?9?9E0?9?9?9*9*9?9*9*9?9*9*9?9?9*9*_*9*9*9*9*9",12.7,9.9,83,86000,9999,9999,339,0,0,0,999900,999900,999900,99990,38,2,8,8,999,999,9,999999999,0,0,0,88,999,999,99]
[2005,5,24,7,0,"?9?9?9?9E0?9?9?9*9*9?9*9*9?9*9*9?9?9*9*_*9*9*9*9*9",9,8.4,96,86000,9999,9999,304,46,158,3,999900,999900,999900,99990,342,0,3,3,999,999,9,999999999,0,0,0,88,999,999,99]
[2005,5,24,18,0,"?9?9?9?9E0?9?9?9*9*9?9*9*9?9*9*9?9?9*9*_*9*9*9*9*9",25.6,1.3,20,86000,9999,9999,357,434,677,27,999900,999900,999900,99990,80,1,0,0,999,999,9,999999999,0,0,0,88,999,999,99]
[2005,5,24,24,0,"?9?9?9?9E0?9?9?9*9*9?9*9*9?9*9*9?9?9*9*_*9*9*9*9*9",19.7,6.4,42,86000,9999,9999,368,0,0,0,999900,999900,999900,99990,31,4,8,8,999,999,9,999999999,0,0,0,88,999,999,99]
[2005,5,25,3,0,"?9?9?9?9E0?9?9?9*9*9?9*9*9?9?9?9?9?9*9*_*9*9*9*9*9",16.100000000000001,6.4,53,85990,9999,9999,330,0,0,0,999900,999900,999900,99990,247,2,2,2,999,999,9,999999999,0,0,0,88,999,999,99]
[2005,5,25,14,0,"?9?9?9?9E0?9?9?9*9*9?9*9*9?9*9*9?9?9*9*_*9*9*9*9*9",27.2,4.3,23,85990,9999,9999,414,866,772,58,999900,999900,999900,99990,269,2,9,9,999,999,9,999999999,0,0,0,88,999,999,99]
[2005,5,25,20,0,"?9?9?9?9E0?9?9?9*9*9?9*9*9?9*9*9?9?9*9*_*9*9*9*9*9",23.9,-3,16,85990,9999,9999,386,122,0,8,999900,999900,999900,99990,21,5,9,9,999,999,9,999999999,0,0,0,88,999,999,99]
[2005,5,26,4,0,"?9?9?9?9E0?9?9?9*9*9?9*9*9?9*9*9?9?9*9*_*9*9*9*9*9",12.8,3.5,53,86080,9999,9999,339,0,0,0,999900,999900,999900,99990,203,2,9,9,999,999,9,999999999,0,0,0,88,999,999,99]
[2005,5,26,13,0,"?9?9?9?9E0?9?9?9*9*9?9*9*9?9*9*9?9?9*9*_*9*9*9*9*9",22.6,4.3,30,86080,9999,9999,375,848,775,56,999900,999900,999900,99990,207,3,7,7,999,999,9,999999999,0,0,0,88,999,999,99]
[2005,5,26,22,0,"?9?9?9?9E0?9?9?9*9*9?9*9*9?9*9*9?9?9*9*_*9*9*9*9*9",21.2,-4.4000000000000004,17,86080,9999,9999,357,0,0,0,999900,999900,999900,99990,150,3,7,7,999,999,9,999999999,0,0,0,88,999,999,99]
[2005,5,27,3,0,"?9?9?9?9E0?9?9?9*9*9?9*9*9?9?9?9?9?9*9*_*9*9*9*9*9",13.8,-0.1,38,86010,9999,9999,318,0,0,0,999900,999900,999900,99990,22,1,4,4,999,999,9,999999999,0,0,0,88,999,999,99]
[2005,5,27,7,0,"?9?9?9?9E0?9?9?9*9*9?9*9*9?9*9*9?9?9*9*_*9*9*9*9*9",13.4,2.6,48,86010,9999,9999,328,49,168,3,999900,999900,999900,99990,250,1,7,7,999,999,9,999999999,0,0,0,88,999,999,99]
[2005,5,27,17,0,"?9?9?9?9E0?9?9?9*9*9?9*9*9?9*9*9?9?9*9*_*9*9*9*9*9",26.8,-7.3,9,86010,9999,9999,352,597,728,35,999900,999900,999900,99990,285,2,0,0,999,999,9,999999999,0,0,0,88,999,999,99]
[2005,5,27,24,0,"?9?9?9?9E0?9?9?9*9*9?9*9*9?9*9*9?9?9*9*_*9*9*9*9*9",20.5,3.8,33,86010,9999,9999,347,0,0,0,999900,999900,999900,99990,230,2,2,2,999,999,9,999999999,0,0,0,88,999,999,99]
[2005,5,28,7,0,"?9?9?9?9E0?9?9?9*9*9?9*9*9?9*9*9?9?9*9*_*9*9*9*9*9",12.2,5.3,63,85870,9999,9999,322,50,170,3,999900,999900,999900,99990,312,0,6,6,999,999,9,999999999,0,0,0,88,999,999,99]
[2005,5,28,17,0,"?9?9?9?9E0?9?9?9*9*9?9*9*9?9*9*9?9?9*9*_*9*9*9*9*9",27.3,-0.4,16,85870,9999,9999,370,595,728,35,999900,999900,999900,99990,98,2,1,1,999,999,9,999999999,0,0,0,88,999,999,99]
[2005,5,28,24,0,"?9?9?9?9E0?9?9?9*9*9?9*9*9?9*9*9?9?9*9*_*9*9*9*9*9",21.7,4,31,85870,9999,9999,370,0,0,0,999900,999900,999900,99990,61,4,7,7,999,999,9,999999999,0,0,0,88,999,999,99]
[2005,5,29,10,0,"?9?9?9?9E0?9?9?9*9*9?9*9*9?9*9*9?9?9*9*_*9*9*9*9*9",20.100000000000001,8.6,47,85630,9999,9999,360,471,555,42,999900,999900,999900,99990,318,5,5,5,999,999,9,999999999,0,0,0,88,999,999,99]
[2005,5,29,14,0,"?9?9?9?9E0?9?9?9*9*9?9*9*9?9*9*9?9?9*9*_*9*9*9*9*9",25.3,4.4000000000000004,26,85630,9999,9999,381,820,772,73,999900,999900,999900,99990,57,5,5,5,999,999,9,999999999,0,0,0,88,999,999,99]
[2005,5,29,19,0,"?9?9?9?9E0?9?9?9*9*9?9*9*9?9*9*9?9?9*9*_*9*9*9*9*9",26.9,0,17,85630,9999,9999,383,258,546,23,999900,999900,999900,99990,194,7,5,5,999,999,9,999999999,0,0,0,88,999,999,99]
[2005,5,30,4,0,"?9?9?9?9E0?9?9?9*9*9?9*9*9?9*9*9?9?9*9*_*9*9*9*9*9",17.899999999999999,7.6,51,85780,9999,9999,346,0,0,0,999900,999900,999900,99990,67,6,4,4,999,999,9,999999999,0,0,0,88,999,999,99]
[2005,5,30,12,0,"?9?9?9?9E0?9?9?9*9*9?9*9*9?9*9*9?9?9*9*_*9*9*9*9*9",21.9,12,53,85780,9999,9999,373,701,607,130,999900,999900,999900,99990,314,6,5,5,999,999,9,999999999,0,0,0,88,999,999,99]
[2005,5,30,18,0,"?9?9?9?9E0?9?9?9*9*9?9*9*9?9*9*9?9?9*9*_*9*9*9*9*9",26,9.1999999999999993,35,85780,9999,9999,376,393,680,73,999900,999900,999900,99990,99,9,1,1,999,999,9,999999999,0,0,0,88,999,999,99]
[2005,5,31,5,0,"?9?9?9?9E0?9?9?9*9*9?9*9*9?9*9*9?9?9*9*_*9*9*9*9*9",16.2,14.5,90,86160,9999,9999,346,0,0,0,999900,999900,999900,99990,39,5,4,4,999,999,9,999999999,0,0,0,88,999,999,99]
[2005,5,31,11,0,"?9?9?9?9E0?9?9?9*9*9?9*9*9?9*9*9?9?9*9*_*9*9*9*9*9",17.8,12.2,70,86160,9999,9999,366,166,0,166,999900,999900,999900,99990,209,3,8,8,999,999,9,999999999,0,0,0,88,999,999,99]
[2005,5,31,22,0,"?9?9?9?9E0?9?9?9*9*9?9*9*9?9*9*9?9?9*9*_*9*9*9*9*9",14.5,11.7,83,86160,9999,9999,324,0,0,0,999900,999900,999900,99990,185,2,1,1,999,999,9,999999999,0,0,0,88,999,999,99]
[2005,6,1,1,0,"?9?9?9?9E0?9?9?9*9*9?9*9*9?9*9*9?9?9*9*_*9*9*9*9*9",12.9,10.199999999999999,84,86070,9999,9999,309,0,0,0,999900,999900,999900,99990,98,2,0,0,999,999,9,999999999,0,0,0,88,999,999,99]
[2005,6,1,7,0,"?9?9?9?9E0?9?9?9*9*9?9*9*9?9*9*9?9?9*9*_*9*9*9*9*9",11.3,9.8000000000000007,91,86070,9999,9999,323,40,92,14,999900,999900,999900,99990,138,2,6,6,999,999,9,999999999,0,0,0,88,999,999,99]
[2005,6,1,15,0,"?9?9?9?9E0?9?9?9*9*9?9*9*9?9?9?9?9?9*9*_*9*9*9*9*9",23.7,4.3,28,86070,9999,9999,386,642,587,152,999900,999900,999900,99990,157,2,8,8,999,999,9,999999999,0,0,0,88,999,999,99]
[2005,6,1,24,0,"?9?9?9?9E0?9?9?9*9*9?9*9*9?9*9*9?9?9*9*_*9*9*9*9*9",18.399999999999999,6,44,86070,9999,9999,352,0,0,0,999900,999900,999900,99990,261,2,6,6,999,999,9,999999999,0,0,0,88,999,999,99]
[2005,6,2,12,0,"?9?9?9?9E0?9?9?9*9*9?9*9*9?9*9*9?9?9*9*_*9*9*9*9*9",21.6,8.5,43,85920,9999,9999,353,691,637,90,999900,999900,999900,99990,47,0,1,1,999,999,9,999999999,0,0,0,88,999,999,99]
[2005,6,2,17,0,"?9?9?9?9E0?9?9?9*9*9?9*9*9?9*9*9?9?9*9*_*9*9*9*9*9",26.7,2.8,21,85920,9999,9999,394,530,729,69,999900,999900,999900,99990,328,2,7,7,999,999,9,999999999,0,0,0,88,999,999,99]
[2005,6,2,22,0,"?9?9?9?9E0?9?9?9*9*9?9*9*9?9*9*9?9?9*9*_*9*9*9*9*9",21.4,5.9,37,85920,9999,9999,354,0,0,0,999900,999900,999900,99990,233,6,2,2,999,999,9,999999999,0,0,0,88,999,999,99]
[2005,6,3,10,0,"?9?9?9?9E0?9?9?9*9*9?9*9*9?9*9*9?9?9*9*_*9*9*9*9*9",18.8,-12.8,9,86000,9999,9999,315,202,0,202,999900,999900,999900,99990,359,4,1,1,999,999,9,999999999,0,0,0,88,999,999,99]
[2005,6,3,12,0,"?9?9?9?9E0?9?9?9*9*9?9*9*9?9*9*9?9?9*9*_*9*9*9*9*9",21.1,-11.4,9,86000,9999,9999,347,530,311,237,999900,999900,999900,99990,263,4,7,7,999,999,9,999999999,0,0,0,88,999,999,99]
[2005,6,3,19,0,"?9?9?9?9E0?9?9?9*9*9?9*9*9?9*9*9?9?9*9*_*9*9*9*9*9",20.8,7.1,41,86000,9999,9999,353,190,540,85,999900,999900,999900,99990,299,7,2,2,999,999,9,999999999,0,0,0,88,999,999,99]
[2005,6,4,9,0,"?9?9?9?9E0?9?9?9*9*9?9*9*9?9?9?9?9?9*9*_*9*9*9*9*9",13.4,10.9,85,86060,9999,9999,334,74,0,74,999900,999900,999900,99990,112,2,6,6,999,999,9,999999999,0,0,0,88,999,999,99]
[2005,6,4,12,0,"?9?9?9?9E0?9?9?9*9*9?9*9*9?9*9*9?9?9*9*_*9*9*9*9*9",15.2,10.5,73,86060,9999,9999,351,354,106,254,999900,999900,999900,99990,305,2,8,8,999,999,9,999999999,0,0,0,88,999,999,99]
[2005,6,4,21,0,"?9?9?9?9E0?9?9?9*9*9?9*9*9?9?9?9?9?9*9*_*9*9*9*9*9",15.3,10.5,73,86060,9999,9999,339,6,0,4,999900,999900,999900,99990,157,3,5,5,999,999,9,999999999,0,0,0,88,999,999,99]
[2005,6,5,8,0,"?9?9?9?9E0?9?9?9*9*9?9*9*9?9*9*9?9?9*9*_*9*9*9*9*9",11.1,10.3,95,85920,9999,9999,331,77,0,77,999900,999900,999900,99990,316,0,8,8,999,999,9,999999999,0,0,0,88,999,999,99]
[2005,6,5,14,0,"?9?9?9?9E0?9?9?9*9*9?9*9*9?9*9*9?9?9*9*_*9*9*9*9*9",22.8,12.1,51,85920,9999,9999,372,601,352,276,999900,999900,999900,99990,294,3,3,3,999,999,9,999999999,0,0,0,88,999,999,99]
[2005,6,5,22,0,"?9?9?9?9E0?9?9?9*9*9?9*9*9?9*9*9?9?9*9*_*9*9*9*9*9",8.9,7.4,90,85920,9999,9999,289,0,0,0,999900,999900,999900,99990,37,8,0,0,999,999,9,999999999,0,0,0,88,999,999,99]
[2005,6,6,7,0,"?9?9?9?9E0?9?9?9*9*9?9*9*9?9*9*9?9?9*9*_*9*9*9*9*9",8.9,6.3,83,86330,9999,9999,304,57,186,4,999900,999900,999900,99990,30,5,4,4,999,999,9,999999999,0,0,0,88,999,999,99]
[2005,6,6,12,0,"?9?9?9?9E0?9?9?9*9*9?9*9*9?9*9*9?9?9*9*_*9*9*9*9*9",13.2,5.9,61,86330,9999,9999,324,756,750,48,999900,999900,999900,99990,236,5,5,5,999,999,9,999999999,0,0,0,88,999,999,99]
[2005,6,6,16,0,"?9?9?9?9E0?9?9?9*9*9?9*9*9?9*9*9?9?9*9*_*9*9*9*9*9",19.100000000000001,4.0999999999999996,37,86330,9999,9999,353,713,751,45,999900,999900,999900,99990,272,3,6,6,999,999,9,999999999,0,0,0,88,999,999,99]
[2005,6,7,5,0,"?9?9?9?9E0?9?9?9*9*9?9*9*9?9*9*9?9?9*9*_*9*9*9*9*9",13.3,6.2,62,86350,9999,9999,320,0,0,0,999900,999900,999900,99990,223,3,3,3,999,999,9,999999999,0,0,0,88,999,999,99]
[2005,6,7,9,0,"?9?9?9?9E0?9?9?9*9*9?9*9*9?9?9?9?9?9*9*_*9*9*9*9*9",13.9,7.4,65,86350,9999,9999,317,168,0,168,999900,999900,999900,99990,247,3,1,1,999,999,9,999999999,0,0,0,88,999,999,99]
[2005,6,7,19,0,"?9?9?9?9E0?9?9?9*9*9?9*9*9?9*9*9?9?9*9*_*9*9*9*9*9",24.6,-2.6,16,86350,9999,9999,354,239,564,36,999900,999900,999900,99990,146,2,1,1,999,999,9,999999999,0,0,0,88,999,999,99]
[2005,6,8,2,0,"?9?9?9?9E0?9?9?9*9*9?9*9*9?9*9*9?9?9*9*_*9*9*9*9*9",16,4.2,45,86260,9999,9999,333,0,0,0,999900,999900,999900,99990,257,1,4,4,999,999,9,999999999,0,0,0,88,999,999,99]
[2005,6,8,9,0,"?9?9?9?9E0?9?9?9*9*9?9*9*9?9?9?9?9?9*9*_*9*9*9*9*9",14.9,7.9,63,86260,9999,9999,347,328,477,24,999900,999900,999900,99990,225,2,8,8,999,999,9,999999999,0,0,0,88,999,999,99]
[2005,6,8,19,0,"?9?9?9?9E0?9?9?9*9*9?9*9*9?9*9*9?9?9*9*_*9*9*9*9*9",24.7,-4.9000000000000004,13,86260,9999,9999,363,268,566,19,999900,999900,999900,99990,276,4,4,4,999,999,9,999999999,0,0,0,88,999,999,99]
[2005,6,8,23,0,"?9?9?9?9E0?9?9?9*9*9?9*9*9?9*9*9?9?9*9*_*9*9*9*9*9",20,2.5,31,86260,9999,9999,365,0,0,0,999900,999900,999900,99990,225,3,8,8,999,999,9,999999999,0,0,0,88,999,999,99]
[2005,6,9,4,0,"?9?9?9?9E0?9?9?9*9*9?9*9*9?9*9*9?9?9*9*_*9*9*9*9*9",12.9,4.3,56,86100,9999,9999,303,0,0,0,999900,999900,999900,99990,49,1,0,0,999,999,9,999999999,0,0,0,88,999,999,99]
[2005,6,9,13,0,"?9?9?9?9E0?9?9?9*9*9?9*9*9?9*9*9?9?9*9*_*9*9*9*9*9",24.1,2.8,25,86100,9999,9999,364,800,770,62,999900,999900,999900,99990,33,3,2,2,999,999,9,999999999,0,0,0,88,999,999,99]
[2005,6,9,21,0,"?9?9?9?9E0?9?9?9*9*9?9*9*9?9?9?9?9?9*9*_*9*9*9*9*9",25.1,-0.6,18,86100,9999,9999,387,14,0,1,999900,999900,999900,99990,292,3,8,8,999,999,9,999999999,0,0,0,88,999,999,99]
[2005,6,10,6,0,"?9?9?9?9E0?9?9?9*9*9?9*9*9?9*9*9?9?9*9*_*9*9*9*9*9",14.3,-0.2,37,86130,9999,9999,325,0,0,0,999900,999900,999900,99990,54,2,6,6,999,999,9,999999999,0,0,0,88,999,999,99]
[2005,6,10,14,0,"?9?9?9?9E0?9?9?9*9*9?9*9*9?9*9*9?9?9*9*_*9*9*9*9*9",22.7,-2.8,17,86130,9999,9999,353,945,770,10,999900,999900,999900,99990,339,6,3,3,999,999,9,999999999,0,0,0,88,999,999,99]
[2005,6,10,20,0,"?9?9?9?9E0?9?9?9*9*9?9*9*9?9*9*9?9?9*9*_*9*9*9*9*9",21.6,-4.0999999999999996,17,86130,9999,9999,355,148,178,2,999900,999900,999900,99990,142,4,6,6,999,999,9,999999999,0,0,0,88,999,999,99]
[2005,6,11,7,0,"?9?9?9?9E0?9?9?9*9*9?9*9*9?9*9*9?9?9*9*_*9*9*9*9*9",10.8,-4.9000000000000004,31,86140,9999,9999,313,63,212,2,999900,999900,999900,99990,102,1,8,8,999,999,9,999999999,0,0,0,88,999,999,99]
[2005,6,11,10,0,"?9?9?9?9E0?9?9?9*9*9?9*9*9?9*9*9?9?9*9*_*9*9*9*9*9",18.5,-3.7,21,86140,9999,9999,338,521,646,17,999900,999900,999900,99990,276,1,5,5,999,999,9,999999999,0,0,0,88,999,999,99]
[2005,6,11,16,0,"?9?9?9?9E0?9?9?9*9*9?9*9*9?9*9*9?9?9*9*_*9*9*9*9*9",29.7,-2.4,12,86140,9999,9999,394,755,751,25,999900,999900,999900,99990,33,3,5,5,999,999,9,999999999,0,0,0,88,999,999,99]
[2005,6,11,24,0,"?9?9?9?9E0?9?9?9*9*9?9*9*9?9*9*9?9?9*9*_*9*9*9*9*9",24.7,0,20,86140,9999,9999,366,0,0,0,999900,999900,999900,99990,257,0,3,3,999,999,9,999999999,0,0,0,88,999,999,99]
[2005,6,12,9,0,"?9?9?9?9E0?9?9?9*9*9?9*9*9?9?9?9?9?9*9*_*9*9*9*9*9",20.6,4.8,35,85470,9999,9999,355,303,403,46,999900,999900,999900,99990,202,3,4,4,999,999,9,999999999,0,0,0,88,999,999,99]
[2005,6,12,17,0,"?9?9?9?9E0?9?9?9*9*9?9*9*9?9*9*9?9?9*9*_*9*9*9*9*9",31.2,-1.8,11,85470,9999,9999,388,524,729,79,999900,999900,999900,99990,27,4,1,1,999,999,9,999999999,0,0,0,88,999,999,99]
[2005,6,13,2,0,"?9?9?9?9E0?9?9?9*9*9?9*9*9?9*9*9?9?9*9*_*9*9*9*9*9",22.8,3.3,28,85440,9999,9999,389,0,0,0,999900,999900,999900,99990,124,0,9,9,999,999,9,999999999,0,0,0,88,999,999,99]
[2005,6,13,11,0,"?9?9?9?9E0?9?9?9*9*9?9*9*9?9*9*9?9?9*9*_*9*9*9*9*9",24.2,7,33,85440,9999,9999,373,548,530,79,999900,999900,999900,99990,33,2,3,3,999,999,9,999999999,0,0,0,88,999,999,99]
[2005,6,13,16,0,"?9?9?9?9E0?9?9?9*9*9?9*9*9?9*9*9?9?9*9*_*9*9*9*9*9",29.9,1.9,17,85440,9999,9999,379,612,723,88,999900,999900,999900,99990,267,4,0,0,999,999,9,999999999,0,0,0,88,999,999,99]
[2005,6,13,20,0,"?9?9?9?9E0?9?9?9*9*9?9*9*9?9*9*9?9?9*9*_*9*9*9*9*9",29,2.9,19,85440,9999,9999,383,115,185,17,999900,999900,999900,99990,66,4,1,1,999,999,9,999999999,0,0,0,88,999,999,99]
[2005,6,14,6,0,"?9?9?9?9E0?9?9?9*9*9?9*9*9?9*9*9?9?9*9*_*9*9*9*9*9",17.899999999999999,-3.4,22,85300,9999,9999,347,0,0,0,999900,999900,999900,99990,229,3,8,8,999,999,9,999999999,0,0,0,88,999,999,99]
[2005,6,14,13,0,"?9?9?9?9E0?9?9?9*9*9?9*9*9?9*9*9?9?9*9*_*9*9*9*9*9",25,2.6,23,85300,9999,9999,377,410,316,106,999900,999900,999900,99990,69,4,5,5,999,999,9,999999999,0,0,0,88,999,999,99]
[2005,6,14,20,0,"?9?9?9?9E0?9?9?9*9*9?9*9*9?9*9*9?9?9*9*_*9*9*9*9*9",26.8,2.2000000000000002,20,85300,9999,9999,386,122,187,21,999900,999900,999900,99990,183,7,5,5,999,999,9,999999999,0,0,0,88,999,999,99]
[2005,6,15,6,0,"?9?9?9?9E0?9?9?9*9*9?9*9*9?9*9*9?9?9*9*_*9*9*9*9*9",16,8.5,61,85550,9999,9999,335,0,0,0,999900,999900,999900,99990,43,2,3,3,999,999,9,999999999,0,0,0,88,999,999,99]
[2005,6,15,10,0,"?9?9?9?9E0?9?9?9*9*9?9*9*9?9*9*9?9?9*9*_*9*9*9*9*9",18.899999999999999,7.9,49,85550,9999,9999,345,433,468,69,999900,999900,999900,99990,159,2,2,2,999,999,9,999999999,0,0,0,88,999,999,99]
[2005,6,15,23,0,"?9?9?9?9E0?9?9?9*9*9?9*9*9?9*9*9?9?9*9*_*9*9*9*9*9",22.2,7.5,39,85550,9999,9999,391,0,0,0,999900,999900,999900,99990,134,3,9,9,999,999,9,999999999,0,0,0,88,999,999,99]
[2005,6,16,7,0,"?9?9?9?9E0?9?9?9*9*9?9*9*9?9*9*9?9?9*9*_*9*9*9*9*9",16.7,12.9,78,85660,9999,9999,340,46,70,26,999900,999900,999900,99990,277,0,2,2,999,999,9,999999999,0,0,0,88,999,999,99]
[2005,6,16,8,0,"?9?9?9?9E0?9?9?9*9*9?9*9*9?9*9*9?9?9*9*_*9*9*9*9*9",17,13.6,80,85660,9999,9999,354,62,0,62,999900,999900,999900,99990,201,0,6,6,999,999,9,999999999,0,0,0,88,999,999,99]
[2005,6,16,17,0,"?9?9?9?9E0?9?9?9*9*9?9*9*9?9*9*9?9?9*9*_*9*9*9*9*9",25.3,14,49,85660,9999,9999,378,445,334,254,999900,999900,999900,99990,82,0,1,1,999,999,9,999999999,0,0,0,88,999,999,99]
[2005,6,17,1,0,"?9?9?9?9E0?9?9?9*9*9?9*9*9?9*9*9?9?9*9*_*9*9*9*9*9",17.100000000000001,10.8,67,85670,9999,9999,345,0,0,0,999900,999900,999900,99990,29,0,4,4,999,999,9,999999999,0,0,0,88,999,999,99]
[2005,6,17,7,0,"?9?9?9?9E0?9?9?9*9*9?9*9*9?9*9*9?9?9*9*_*9*9*9*9*9",13.4,8.1,70,85670,9999,9999,347,67,230,1,999900,999900,999900,99990,83,0,9,9,999,999,9,999999999,0,0,0,88,999,999,99]
[2005,6,17,18,0,"?9?9?9?9E0?9?9?9*9*9?9*9*9?9*9*9?9?9*9*_*9*9*9*9*9",28.4,2.8,19,85670,9999,9999,380,473,686,7,999900,999900,999900,99990,261,2,1,1,999,999,9,999999999,0,0,0,88,999,999,99]
[2005,6,18,4,0,"?9?9?9?9E0?9?9?9*9*9?9*9*9?9*9*9?9?9*9*_*9*9*9*9*9",19.2,10.6,57,85440,9999,9999,372,0,0,0,999900,999900,999900,99990,246,2,8,8,999,999,9,999999999,0,0,0,88,999,999,99]
[2005,6,18,11,0,"?9?9?9?9E0?9?9?9*9*9?9*9*9?9*9*9?9?9*9*_*9*9*9*9*9",16.7,15,90,85440,9999,9999,338,367,172,215,999900,999900,999900,99990,297,2,1,1,999,999,9,999999999,0,0,0,88,999,999,99]
[2005,6,18,18,0,"?9?9?9?9E0?9?9?9*9*9?9*9*9?9*9*9?9?9*9*_*9*9*9*9*9",14.6,9.3000000000000007,70,85440,9999,9999,354,248,256,145,999900,999900,999900,99990,225,4,9,9,999,999,9,999999999,0,0,0,88,999,999,99]
[2005,6,18,20,0,"?9?9?9?9E0?9?9?9*9*9?9*9*9?9*9*9?9?9*9*_*9*9*9*9*9",15.8,8,60,85440,9999,9999,346,78,194,45,999900,999900,999900,99990,291,4,7,7,999,999,9,999999999,0,0,0,88,999,999,99]
[2005,6,19,4,0,"?9?9?9?9E0?9?9?9*9*9?9*9*9?9*9*9?9?9*9*_*9*9*9*9*9",12.3,5.9,65,85590,9999,9999,339,0,0,0,999900,999900,999900,99990,16,5,9,9,999,999,9,999999999,0,0,0,88,999,999,99]
[2005,6,19,13,0,"?9?9?9?9E0?9?9?9*9*9?9*9*9?9*9*9?9?9*9*_*9*9*9*9*9",15.4,4.0999999999999996,47,85590,9999,9999,320,801,771,58,999900,999900,999900,99990,12,6,1,1,999,999,9,999999999,0,0,0,88,999,999,99]
[2005,6,20,1,0,"?9?9?9?9E0?9?9?9*9*9?9*9*9?9*9*9?9?9*9*_*9*9*9*9*9",13.2,3.2,51,85610,9999,9999,303,0,0,0,999900,999900,999900,99990,29,7,0,0,999,999,9,999999999,0,0,0,88,999,999,99]
[2005,6,20,6,0,"?9?9?9?9E0?9?9?9*9*9?9*9*9?9*9*9?9?9*9*_*9*9*9*9*9",11.5,0.4,46,85610,9999,9999,317,0,0,0,999900,999900,999900,99990,350,5,7,7,999,999,9,999999999,0,0,0,88,999,999,99]
[2005,6,20,15,0,"?9?9?9?9E0?9?9?9*9*9?9*9*9?9?9?9?9?9*9*_*9*9*9*9*9",22.4,-2.6,18,85610,9999,9999,365,897,763,8,999900,999900,999900,99990,22,7,7,7,999,999,9,999999999,0,0,0,88,999,999,99]
[2005,6,20,23,0,"?9?9?9?9E0?9?9?9*9*9?9*9*9?9*9*9?9?9*9*_*9*9*9*9*9",18.899999999999999,2.5,33,85610,9999,9999,342,0,0,0,999900,999900,999900,99990,256,3,3,3,999,999,9,999999999,0,0,0,88,999,999,99]
[2005,6,21,5,0,"?9?9?9?9E0?9?9?9*9*9?9*9*9?9*9*9?9?9*9*_*9*9*9*9*9",11.4,3.7,59,85560,9999,9999,332,0,0,0,999900,999900,999900,99990,101,1,9,9,999,999,9,999999999,0,0,0,88,999,999,99]
[2005,6,21,8,0,"?9?9?9?9E0?9?9?9*9*9?9*9*9?9*9*9?9?9*9*_*9*9*9*9*9",13.7,5,56,85560,9999,9999,345,173,334,17,999900,999900,999900,99990,283,1,9,9,999,999,9,999999999,0,0,0,88,999,999,99]
[2005,6,21,17,0,"?9?9?9?9E0?9?9?9*9*9?9*9*9?9*9*9?9?9*9*_*9*9*9*9*9",27.6,-1,15,85560,9999,9999,408,535,729,53,999900,999900,999900,99990,160,4,9,9,999,999,9,999999999,0,0,0,88,999,999,99]
[2005,6,22,4,0,"?9?9?9?9E0?9?9?9*9*9?9*9*9?9*9*9?9?9*9*_*9*9*9*9*9",18.100000000000001,6.2,46,85480,9999,9999,339,0,0,0,999900,999900,999900,99990,189,3,2,2,999,999,9,999999999,0,0,0,88,999,999,99]
[2005,6,22,10,0,"?9?9?9?9E0?9?9?9*9*9?9*9*9?9*9*9?9?9*9*_*9*9*9*9*9",19.7,6.9,43,85480,9999,9999,336,126,0,126,999900,999900,999900,99990,164,2,0,0,999,999,9,999999999,0,0,0,88,999,999,99]
[2005,6,22,18,0,"?9?9?9?9E0?9?9?9*9*9?9*9*9?9*9*9?9?9*9*_*9*9*9*9*9",25.2,1.9,22,85480,9999,9999,363,213,186,138,999900,999900,999900,99990,39,5,1,1,999,999,9,999999999,0,0,0,88,999,999,99]
[2005,6,23,3,0,"?9?9?9?9E0?9?9?9*9*9?9*9*9?9?9?9?9?9*9*_*9*9*9*9*9",16.600000000000001,7.7,56,85760,9999,9999,334,0,0,0,999900,999900,999900,99990,360,2,2,2,999,999,9,999999999,0,0,0,88,999,999,99]
[2005,6,23,11,0,"?9?9?9?9E0?9?9?9*9*9?9*9*9?9*9*9?9?9*9*_*9*9*9*9*9",19.899999999999999,8.3000000000000007,47,85760,9999,9999,345,701,765,10,999900,999900,999900,99990,242,3,1,1,999,999,9,999999999,0,0,0,88,999,999,99]
[2005,6,23,20,0,"?9?9?9?9E0?9?9?9*9*9?9*9*9?9*9*9?9?9*9*_*9*9*9*9*9",25.4,0.2,19,85760,9999,9999,366,148,202,2,999900,999900,999900,99990,129,3,2,2,999,999,9,999999999,0,0,0,88,999,999,99]
[2005,6,24,1,0,"?9?9?9?9E0?9?9?9*9*9?9*9*9?9*9*9?9?9*9*_*9*9*9*9*9",18.399999999999999,7.8,50,85680,9999,9999,372,0,0,0,999900,999900,999900,99990,181,1,9,9,999,999,9,999999999,0,0,0,88,999,999,99]
[2005,6,24,5,0,"?9?9?9?9E0?9?9?9*9*9?9*9*9?9*9*9?9?9*9*_*9*9*9*9*9",13.3,8.1999999999999993,71,85680,9999,9999,347,0,0,0,999900,999900,999900,99990,279,0,9,9,999,999,9,999999999,0,0,0,88,999,999,99]
[2005,6,24,15,0,"?9?9?9?9E0?9?9?9*9*9?9*9*9?9?9?9?9?9*9*_*9*9*9*9*9",28.1,3.2,20,85680,9999,9999,391,894,762,9,999900,999900,999900,99990,247,5,4,4,999,999,9,999999999,0,0,0,88,999,999,99]
[2005,6,24,22,0,"?9?9?9?9E0?9?9?9*9*9?9*9*9?9*9*9?9?9*9*_*9*9*9*9*9",25.1,1.3,21,85680,9999,9999,370,0,0,0,999900,999900,999900,99990,61,4,3,3,999,999,9,999999999,0,0,0,88,999,999,99]
[2005,6,25,5,0,"?9?9?9?9E0?9?9?9*9*9?9*9*9?9*9*9?9?9*9*_*9*9*9*9*9",15.4,5.6,52,85480,9999,9999,332,0,0,0,999900,999900,999900,99990,66,2,4,4,999,999,9,999999999,0,0,0,88,999,999,99]
[2005,6,25,15,0,"?9?9?9?9E0?9?9?9*9*9?9*9*9?9?9?9?9?9*9*_*9*9*9*9*9",28.8,1.5,17,85480,9999,9999,403,754,762,92,999900,999900,999900,99990,202,5,7,7,999,999,9,999999999,0,0,0,88,999,999,99]
[2005,6,25,22,0,"?9?9?9?9E0?9?9?9*9*9?9*9*9?9*9*9?9?9*9*_*9*9*9*9*9",19.2,9.6999999999999993,54,85480,9999,9999,378,0,0,0,999900,999900,999900,99990,97,5,9,9,999,999,9,999999999,0,0,0,88,999,999,99]
[2005,6,26,8,0,"?9?9?9?9E0?9?9?9*9*9?9*9*9?9*9*9?9?9*9*_*9*9*9*9*9",17.2,12.8,75,85470,9999,9999,348,172,308,30,999900,999900,999900,99990,111,3,4,4,999,999,9,999999999,0,0,0,88,999,999,99]
[2005,6,26,12,0,"?9?9?9?9E0?9?9?9*9*9?9*9*9?9*9*9?9?9*9*_*9*9*9*9*9",21.1,11.3,54,85470,9999,9999,363,693,606,121,999900,999900,999900,99990,21,3,3,3,999,999,9,999999999,0,0,0,88,999,999,99]
[2005,6,26,17,0,"?9?9?9?9E0?9?9?9*9*9?9*9*9?9*9*9?9?9*9*_*9*9*9*9*9",28.2,5.5,24,85470,9999,9999,382,535,729,93,999900,999900,999900,99990,62,1,1,1,999,999,9,999999999,0,0,0,88,999,999,99]
[2005,6,27,2,0,"?9?9?9?9E0?9?9?9*9*9?9*9*9?9*9*9?9?9*9*_*9*9*9*9*9",18.5,9.8000000000000007,57,85540,9999,9999,340,0,0,0,999900,999900,999900,99990,45,2,1,1,999,999,9,999999999,0,0,0,88,999,999,99]
[2005,6,27,10,0,"?9?9?9?9E0?9?9?9*9*9?9*9*9?9*9*9?9?9*9*_*9*9*9*9*9",23.4,5.0999999999999996,30,85540,9999,9999,386,258,260,57,999900,999900,999900,99990,306,9,8,8,999,999,9,999999999,0,0,0,88,999,999,99]
[2005,6,27,16,0,"?9?9?9?9E0?9?9?9*9*9?9*9*9?9*9*9?9?9*9*_*9*9*9*9*9",28.7,4.7,22,85540,9999,9999,389,374,397,83,999900,999900,999900,99990,90,7,2,2,999,999,9,999999999,0,0,0,88,999,999,99]
[2005,6,28,3,0,"?9?9?9?9E0?9?9?9*9*9?9*9*9?9?9?9?9?9*9*_*9*9*9*9*9",20.6,7.1,41,85670,9999,9999,361,0,0,0,999900,999900,999900,99990,225,4,5,5,999,999,9,999999999,0,0,0,88,999,999,99]
[2005,6,28,9,0,"?9?9?9?9E0?9?9?9*9*9?9*9*9?9?9?9?9?9*9*_*9*9*9*9*9",18.2,9.6999999999999993,58,85670,9999,9999,350,269,311,73,999900,999900,999900,99990,247,5,4,4,999,999,9,999999999,0,0,0,88,999,999,99]
[2005,6,28,20,0,"?9?9?9?9E0?9?9?9*9*9?9*9*9?9*9*9?9?9*9*_*9*9*9*9*9",23,5.9,33,85670,9999,9999,362,111,205,20,999900,999900,999900,99990,98,6,2,2,999,999,9,999999999,0,0,0,88,999,999,99]
[2005,6,28,23,0,"?9?9?9?9E0?9?9?9*9*9?9*9*9?9*9*9?9?9*9*_*9*9*9*9*9",20,5.3,38,85670,9999,9999,377,0,0,0,999900,999900,999900,99990,221,5,9,9,999,999,9,999999999,0,0,0,88,999,999,99]
[2005,6,29,5,0,"?9?9?9?9E0?9?9?9*9*9?9*9*9?9*9*9?9?9*9*_*9*9*9*9*9",16.8,4.4000000000000004,44,85400,9999,9999,352,0,0,0,999900,999900,999900,99990,78,6,8,8,999,999,9,999999999,0,0,0,88,999,999,99]
[2005,6,29,13,0,"?9?9?9?9E0?9?9?9*9*9?9*9*9?9*9*9?9?9*9*_*9*9*9*9*9",25.5,6.4,29,85400,9999,9999,375,911,770,15,999900,999900,999900,99990,335,1,2,2,999,999,9,999999999,0,0,0,88,999,999,99]
[2005,6,29,22,0,"?9?9?9?9E0?9?9?9*9*9?9*9*9?9*9*9?9?9*9*_*9*9*9*9*9",25.8,0.4,19,85400,9999,9999,400,0,0,0,999900,999900,999900,99990,338,2,9,9,999,999,9,999999999,0,0,0,88,999,999,99]
[2005,6,30,3,0,"?9?9?9?9E0?9?9?9*9*9?9*9*9?9?9?9?9?9*9*_*9*9*9*9*9",16.8,2.2000000000000002,37,85140,9999,9999,324,0,0,0,999900,999900,999900,99990,0,0,1,1,999,999,9,999999999,0,0,0,88,999,999,99]
[2005,6,30,15,0,"?9?9?9?9E0?9?9?9*9*9?9*9*9?9?9?9?9?9*9*_*9*9*9*9*9",31.7,-4.3,9,85140,9999,9999,399,874,762,20,999900,999900,999900,99990,270,3,4,4,999,999,9,999999999,0,0,0,88,999,999,99]
[2005,6,30,24,0,"?9?9?9?9E0?9?9?9*9*9?9*9*9?9*9*9?9?9*9*_*9*9*9*9*9",26.9,14.4,46,85140,9999,9999,399,0,0,0,999900,999900,999900,99990,297,0,4,4,999,999,9,999999999,0,0,0,88,999,999,99]
[2005,7,1,2,0,"?9?9?9?9E0?9?9?9*9*9?9*9*9?9*9*9?9?9*9*_*9*9*9*9*9",18.899999999999999,13.1,69,85740,9999,9999,359,0,0,0,999900,999900,999900,99990,220,0,5,5,999,999,9,999999999,0,0,0,88,999,999,99]
[2005,7,1,9,0,"?9?9?9?9E0?9?9?9*9*9?9*9*9?9?9?9?9?9*9*_*9*9*9*9*9",17.5,13.2,76,85740,9999,9999,333,291,392,45,999900,999900,999900,99990,0,0,0,0,999,999,9,999999999,0,0,0,88,999,999,99]
[2005,7,1,23,0,"?9?9?9?9E0?9?9?9*9*9?9*9*9?9*9*9?9?9*9*_*9*9*9*9*9",21,11.7,55,85740,9999,9999,382,0,0,0,999900,999900,999900,99990,149,3,8,8,999,999,9,999999999,0,0,0,88,999,999,99]
[2005,7,2,2,0,"?9?9?9?9E0?9?9?9*9*9?9*9*9?9*9*9?9?9*9*_*9*9*9*9*9",17.600000000000001,13.2,75,85820,9999,9999,361,0,0,0,999900,999900,999900,99990,168,3,7,7,999,999,9,999999999,0,0,0,88,999,999,99]
[2005,7,2,9,0,"?9?9?9?9E0?9?9?9*9*9?9*9*9?9?9?9?9?9*9*_*9*9*9*9*9",18.2,12.8,71,85820,9999,9999,342,278,369,47,999900,999900,999900,99990,202,1,1,1,999,999,9,999999999,0,0,0,88,999,999,99]
[2005,7,2,19,0,"?9?9?9?9E0?9?9?9*9*9?9*9*9?9*9*9?9?9*9*_*9*9*9*9*9",25.7,10.7,39,85820,9999,9999,388,132,0,132,999900,999900,999900,99990,63,4,4,4,999,999,9,999999999,0,0,0,88,999,999,99]
[2005,7,2,23,0,"?9?9?9?9E0?9?9?9*9*9?9*9*9?9*9*9?9?9*9*_*9*9*9*9*9",20.9,12.5,59,85820,9999,9999,366,0,0,0,999900,999900,999900,99990,292,6,4,4,999,999,9,999999999,0,0,0,88,999,999,99]
[2005,7,3,12,0,"?9?9?9?9E0?9?9?9*9*9?9*9*9?9*9*9?9?9*9*_*9*9*9*9*9",22.8,12.1,51,85440,9999,9999,375,743,733,52,999900,999900,999900,99990,18,4,4,4,999,999,9,999999999,0,0,0,88,999,999,99]
[2005,7,3,20,0,"?9?9?9?9E0?9?9?9*9*9?9*9*9?9*9*9?9?9*9*_*9*9*9*9*9",27.8,5.0999999999999996,24,85440,9999,9999,409,129,204,9,999900,999900,999900,99990,49,5,8,8,999,999,9,999999999,0,0,0,88,999,999,99]
[2005,7,3,21,0,"?9?9?9?9E0?9?9?9*9*9?9*9*9?9?9?9?9?9*9*_*9*9*9*9*9",26.5,5.6,26,85440,9999,9999,374,14,0,1,999900,999900,999900,99990,292,4,1,1,999,999,9,999999999,0,0,0,88,999,999,99]
[2005,7,4,10,0,"?9?9?9?9E0?9?9?9*9*9?9*9*9?9*9*9?9?9*9*_*9*9*9*9*9",23.8,8.1,37,85380,9999,9999,357,472,565,38,999900,999900,999900,99990,272,0,0,0,999,999,9,999999999,0,0,0,88,999,999,99]
[2005,7,4,14,0,"?9?9?9?9E0?9?9?9*9*9?9*9*9?9*9*9?9?9*9*_*9*9*9*9*9",29.9,-0.1,14,85380,9999,9999,383,815,768,66,999900,999900,999900,99990,98,0,1,1,999,999,9,999999999,0,0,0,88,999,999,99]
[2005,7,4,20,0,"?9?9?9?9E0?9?9?9*9*9?9*9*9?9*9*9?9?9*9*_*9*9*9*9*9",31.6,1.1000000000000001,14,85380,9999,9999,418,126,204,10,999900,999900,999900,99990,209,2,7,7,999,999,9,999999999,0,0,0,88,999,999,99]
[2005,7,5,7,0,"?9?9?9?9E0?9?9?9*9*9?9*9*9?9*9*9?9?9*9*_*9*9*9*9*9",19.399999999999999,9.6,53,85360,9999,9999,358,29,86,6,999900,999900,999900,99990,146,0,5,5,999,999,9,999999999,0,0,0,88,999,999,99]
[2005,7,5,17,0,"?9?9?9?9E0?9?9?9*9*9?9*9*9?9*9*9?9?9*9*_*9*9*9*9*9",28.9,10.1,31,85360,9999,9999,397,516,730,65,999900,999900,999900,99990,14,7,2,2,999,999,9,999999999,0,0,0,88,999,999,99]
[2005,7,5,24,0,"?9?9?9?9E0?9?9?9*9*9?9*9*9?9*9*9?9?9*9*_*9*9*9*9*9",21.5,13.9,62,85360,9999,9999,388,0,0,0,999900,999900,999900,99990,236,6,8,8,999,999,9,999999999,0,0,0,88,999,999,99]
[2005,7,6,7,0,"?9?9?9?9E0?9?9?9*9*9?9*9*9?9*9*9?9?9*9*_*9*9*9*9*9",18.8,11,60,85440,9999,9999,364,45,85,22,999900,999900,999900,99990,295,0,7,7,999,999,9,999999999,0,0,0,88,999,999,99]
[2005,7,6,9,0,"?9?9?9?9E0?9?9?9*9*9?9*9*9?9?9?9?9?9*9*_*9*9*9*9*9",23,14.8,60,85440,9999,9999,373,272,222,134,999900,999900,999900,99990,0,0,2,2,999,999,9,999999999,0,0,0,88,999,999,99]
[2005,7,6,21,0,"?9?9?9?9E0?9?9?9*9*9?9*9*9?9?9?9?9?9*9*_*9*9*9*9*9",21.1,13.2,61,85440,9999,9999,371,10,0,5,999900,999900,999900,99990,45,7,5,5,999,999,9,999999999,0,0,0,88,999,999,99]
[2005,7,7,2,0,"?9?9?9?9E0?9?9?9*9*9?9*9*9?9*9*9?9?9*9*_*9*9*9*9*9",19.8,16.100000000000001,79,85460,9999,9999,347,0,0,0,999900,999900,999900,99990,128,7,0,0,999,999,9,999999999,0,0,0,88,999,999,99]
[2005,7,7,14,0,"?9?9?9?9E0?9?9?9*9*9?9*9*9?9*9*9?9?9*9*_*9*9*9*9*9",20.7,16.100000000000001,75,85460,9999,9999,369,269,0,269,999900,999900,999900,99990,255,0,4,4,999,999,9,999999999,0,0,0,88,999,999,99]
[2005,7,7,19,0,"?9?9?9?9E0?9?9?9*9*9?9*9*9?9*9*9?9?9*9*_*9*9*9*9*9",21.3,18.3,83,85460,9999,9999,357,86,0,86,999900,999900,999900,99990,83,1,0,0,999,999,9,999999999,0,0,0,88,999,999,99]
[2005,7,8,4,0,"?9?9?9?9E0?9?9?9*9*9?9*9*9?9*9*9?9?9*9*_*9*9*9*9*9",16.5,15.1,92,85430,9999,9999,341,0,0,0,999900,999900,999900,99990,7,2,2,2,999,999,9,999999999,0,0,0,88,999,999,99]
[2005,7,8,12,0,"?9?9?9?9E0?9?9?9*9*9?9*9*9?9*9*9?9?9*9*_*9*9*9*9*9",22.2,15.5,66,85430,9999,9999,365,717,694,65,999900,999900,999900,99990,191,2,1,1,999,999,9,999999999,0,0,0,88,999,999,99]
[2005,7,8,18,0,"?9?9?9?9E0?9?9?9*9*9?9*9*9?9*9*9?9?9*9*_*9*9*9*9*9",28.7,7.3,26,85430,9999,9999,392,405,687,37,999900,999900,999900,99990,91,5,2,2,999,999,9,999999999,0,0,0,88,999,999,99]
[2005,7,8,21,0,"?9?9?9?9E0?9?9?9*9*9?9*9*9?9?9?9?9?9*9*_*9*9*9*9*9",26.6,8.3000000000000007,31,85430,9999,9999,407,10,0,1,999900,999900,999900,99990,270,2,8,8,999,999,9,999999999,0,0,0,88,999,999,99]
[2005,7,9,6,0,"?9?9?9?9E0?9?9?9*9*9?9*9*9?9*9*9?9?9*9*_*9*9*9*9*9",16.600000000000001,10.6,68,85500,9999,9999,346,0,0,0,999900,999900,999900,99990,156,2,5,5,999,999,9,999999999,0,0,0,88,999,999,99]
[2005,7,9,17,0,"?9?9?9?9E0?9?9?9*9*9?9*9*9?9*9*9?9?9*9*_*9*9*9*9*9",26.3,9.1999999999999993,34,85500,9999,9999,415,255,0,255,999900,999900,999900,99990,196,2,9,9,999,999,9,999999999,0,0,0,88,999,999,99]
[2005,7,9,23,0,"?9?9?9?9E0?9?9?9*9*9?9*9*9?9*9*9?9?9*9*_*9*9*9*9*9",19.5,13.9,70,85500,9999,9999,343,0,0,0,999900,999900,999900,99990,167,3,0,0,999,999,9,999999999,0,0,0,88,999,999,99]
[2005,7,10,7,0,"?9?9?9?9E0?9?9?9*9*9?9*9*9?9*9*9?9?9*9*_*9*9*9*9*9",16.100000000000001,12.2,77,85680,9999,9999,358,52,185,3,999900,999900,999900,99990,186,0,8,8,999,999,9,999999999,0,0,0,88,999,999,99]
[2005,7,10,16,0,"?9?9?9?9E0?9?9?9*9*9?9*9*9?9*9*9?9?9*9*_*9*9*9*9*9",29,10.6,32,85680,9999,9999,406,718,751,46,999900,999900,999900,99990,110,2,4,4,999,999,9,999999999,0,0,0,88,999,999,99]
[2005,7,10,21,0,"?9?9?9?9E0?9?9?9*9*9?9*9*9?9?9?9?9?9*9*_*9*9*9*9*9",23.7,9.5,40,85680,9999,9999,358,8,0,1,999900,999900,999900,99990,157,6,0,0,999,999,9,999999999,0,0,0,88,999,999,99]
[2005,7,11,9,0,"?9?9?9?9E0?9?9?9*9*9?9*9*9?9?9?9?9?9*9*_*9*9*9*9*9",22.1,14.2,61,85680,9999,9999,356,157,0,157,999900,999900,999900,99990,225,1,0,0,999,999,9,999999999,0,0,0,88,999,999,99]
[2005,7,11,14,0,"?9?9?9?9E0?9?9?9*9*9?9*9*9?9*9*9?9?9*9*_*9*9*9*9*9",25.5,7.6,32,85680,9999,9999,383,404,0,404,999900,999900,999900,99990,90,1,4,4,999,999,9,999999999,0,0,0,88,999,999,99]
[2005,7,11,18,0,"?9?9?9?9E0?9?9?9*9*9?9*9*9?9*9*9?9?9*9*_*9*9*9*9*9",27.5,5.9,25,85680,9999,9999,379,739,687,308,999900,999900,999900,99990,329,6,1,1,999,999,9,999999999,0,0,0,88,999,999,99]
[2005,7,12,4,0,"?9?9?9?9E0?9?9?9*9*9?9*9*9?9*9*9?9?9*9*_*9*9*9*9*9",15.4,11.9,79,85470,9999,9999,348,0,0,0,999900,999900,999900,99990,136,2,7,7,999,999,9,999999999,0,0,0,88,999,999,99]
[2005,7,12,11,0,"?9?9?9?9E0?9?9?9*9*9?9*9*9?9*9*9?9?9*9*_*9*9*9*9*9",23.4,12.9,52,85470,9999,9999,379,590,583,83,999900,999900,999900,99990,249,0,4,4,999,999,9,999999999,0,0,0,88,999,999,99]
[2005,7,12,18,0,"?9?9?9?9E0?9?9?9*9*9?9*9*9?9*9*9?9?9*9*_*9*9*9*9*9",26.9,13.4,43,85470,9999,9999,409,378,687,83,999900,999900,999900,99990,270,0,7,7,999,999,9,999999999,0,0,0,88,999,999,99]
[2005,7,13,4,0,"?9?9?9?9E0?9?9?9*9*9?9*9*9?9*9*9?9?9*9*_*9*9*9*9*9",16.8,11.2,70,85400,9999,9999,345,0,0,0,999900,999900,999900,99990,192,0,4,4,999,999,9,999999999,0,0,0,88,999,999,99]
[2005,7,13,8,0,"?9?9?9?9E0?9?9?9*9*9?9*9*9?9*9*9?9?9*9*_*9*9*9*9*9",18,11.6,66,85400,9999,9999,357,166,338,17,999900,999900,999900,99990,130,0,6,6,999,999,9,999999999,0,0,0,88,999,999,99]
[2005,7,13,21,0,"?9?9?9?9E0?9?9?9*9*9?9*9*9?9?9?9?9?9*9*_*9*9*9*9*9",24.4,10.9,43,85400,9999,9999,363,5,0,1,999900,999900,999900,99990,0,0,0,0,999,999,9,999999999,0,0,0,88,999,999,99]
[2005,7,13,22,0,"?9?9?9?9E0?9?9?9*9*9?9*9*9?9*9*9?9?9*9*_*9*9*9*9*9",23.1,11.4,48,85400,9999,9999,379,0,0,0,999900,999900,999900,99990,115,0,5,5,999,999,9,999999999,0,0,0,88,999,999,99]
[2005,7,14,6,0,"?9?9?9?9E0?9?9?9*9*9?9*9*9?9*9*9?9?9*9*_*9*9*9*9*9",15.7,9.1,65,85680,9999,9999,320,0,0,0,999900,999900,999900,99990,164,2,0,0,999,999,9,999999999,0,0,0,88,999,999,99]
[2005,7,14,15,0,"?9?9?9?9E0?9?9?9*9*9?9*9*9?9?9?9?9?9*9*_*9*9*9*9*9",30.6,3,17,85680,9999,9999,400,877,762,29,999900,999900,999900,99990,67,2,3,3,999,999,9,999999999,0,0,0,88,999,999,99]
[2005,7,14,23,0,"?9?9?9?9E0?9?9?9*9*9?9*9*9?9*9*9?9?9*9*_*9*9*9*9*9",26.4,11.6,40,85680,9999,9999,381,0,0,0,999900,999900,999900,99990,254,4,1,1,999,999,9,999999999,0,0,0,88,999,999,99]
[2005,7,15,5,0,"?9?9?9?9E0?9?9?9*9*9?9*9*9?9*9*9?9?9*9*_*9*9*9*9*9",19.399999999999999,11.8,62,85880,9999,9999,358,0,0,0,999900,999900,999900,99990,111,1,4,4,999,999,9,999999999,0,0,0,88,999,999,99]
[2005,7,15,16,0,"?9?9?9?9E0?9?9?9*9*9?9*9*9?9*9*9?9?9*9*_*9*9*9*9*9",31.9,6.1,20,85880,9999,9999,427,785,751,22,999900,999900,999900,99990,100,3,7,7,999,999,9,999999999,0,0,0,88,999,999,99]
[2005,7,15,19,0,"?9?9?9?9E0?9?9?9*9*9?9*9*9?9*9*9?9?9*9*_*9*9*9*9*9",32.1,4.5,18,85880,9999,9999,414,291,575,8,999900,999900,999900,99990,113,3,4,4,999,999,9,999999999,0,0,0,88,999,999,99]
[2005,7,16,9,0,"?9?9?9?9E0?9?9?9*9*9?9*9*9?9?9?9?9?9*9*_*9*9*9*9*9",22.8,15.6,64,85880,9999,9999,390,334,515,20,999900,999900,999900,99990,202,2,7,7,999,999,9,999999999,0,0,0,88,999,999,99]
[2005,7,16,16,0,"?9?9?9?9E0?9?9?9*9*9?9*9*9?9*9*9?9?9*9*_*9*9*9*9*9",31.5,9.5,26,85880,9999,9999,415,733,751,45,999900,999900,999900,99990,319,2,3,3,999,999,9,999999999,0,0,0,88,999,999,99]
[2005,7,16,18,0,"?9?9?9?9E0?9?9?9*9*9?9*9*9?9*9*9?9?9*9*_*9*9*9*9*9",31.8,9.5,25,85880,9999,9999,406,433,686,26,999900,999900,999900,99990,164,2,1,1,999,999,9,999999999,0,0,0,88,999,999,99]
[2005,7,17,2,0,"?9?9?9?9E0?9?9?9*9*9?9*9*9?9*9*9?9?9*9*_*9*9*9*9*9",23.5,12.5,50,85640,9999,9999,373,0,0,0,999900,999900,999900,99990,39,3,2,2,999,999,9,999999999,0,0,0,88,999,999,99]
[2005,7,17,11,0,"?9?9?9?9E0?9?9?9*9*9?9*9*9?9*9*9?9?9*9*_*9*9*9*9*9",26.5,14.1,46,85640,9999,9999,394,638,565,149,999900,999900,999900,99990,131,2,3,3,999,999,9,999999999,0,0,0,88,999,999,99]
[2005,7,17,20,0,"?9?9?9?9E0?9?9?9*9*9?9*9*9?9*9*9?9?9*9*_*9*9*9*9*9",20,10.7,55,85640,9999,9999,370,93,180,32,999900,999900,999900,99990,82,3,7,7,999,999,9,999999999,0,0,0,88,999,999,99]
[2005,7,18,1,0,"?9?9?9?9E0?9?9?9*9*9?9*9*9?9*9*9?9?9*9*_*9*9*9*9*9",22.7,17.7,73,85590,9999,9999,382,0,0,0,999900,999900,999900,99990,180,5,4,4,999,999,9,999999999,0,0,0,88,999,999,99]
[2005,7,18,13,0,"?9?9?9?9E0?9?9?9*9*9?9*9*9?9*9*9?9?9*9*_*9*9*9*9*9",24.3,16.399999999999999,61,85590,9999,9999,381,787,654,166,999900,999900,999900,99990,111,0,2,2,999,999,9,999999999,0,0,0,88,999,999,99]
[2005,7,18,15,0,"?9?9?9?9E0?9?9?9*9*9?9*9*9?9?9?9?9?9*9*_*9*9*9*9*9",28,14.5,44,85590,9999,9999,423,765,715,161,999900,999900,999900,99990,292,3,8,8,999,999,9,999999999,0,0,0,88,999,999,99]
[2005,7,18,22,0,"?9?9?9?9E0?9?9?9*9*9?9*9*9?9*9*9?9?9*9*_*9*9*9*9*9",26.7,12.8,42,85590,9999,9999,399,0,0,0,999900,999900,999900,99990,118,0,5,5,999,999,9,999999999,0,0,0,88,999,999,99]
[2005,7,19,12,0,"?9?9?9?9E0?9?9?9*9*9?9*9*9?9*9*9?9?9*9*_*9*9*9*9*9",28.8,12.4,36,85520,9999,9999,403,809,769,37,999900,999900,999900,99990,351,0,3,3,999,999,9,999999999,0,0,0,88,999,999,99]
[2005,7,19,15,0,"?9?9?9?9E0?9?9?9*9*9?9*9*9?9?9?9?9?9*9*_*9*9*9*9*9",32.700000000000003,5.5,18,85520,9999,9999,411,865,762,40,999900,999900,999900,99990,90,3,2,2,999,999,9,999999999,0,0,0,88,999,999,99]
[2005,7,20,2,0,"?9?9?9?9E0?9?9?9*9*9?9*9*9?9*9*9?9?9*9*_*9*9*9*9*9",23.2,12.4,51,85360,9999,9999,371,0,0,0,999900,999900,999900,99990,340,5,2,2,999,999,9,999999999,0,0,0,88,999,999,99]
[2005,7,20,8,0,"?9?9?9?9E0?9?9?9*9*9?9*9*9?9*9*9?9?9*9*_*9*9*9*9*9",19.2,13.1,68,85360,9999,9999,364,180,399,9,999900,999900,999900,99990,347,2,6,6,999,999,9,999999999,0,0,0,88,999,999,99]
[2005,7,20,16,0,"?9?9?9?9E0?9?9?9*9*9?9*9*9?9*9*9?9?9*9*_*9*9*9*9*9",29.5,10.3,30,85360,9999,9999,426,761,751,37,999900,999900,999900,99990,205,5,8,8,999,999,9,999999999,0,0,0,88,999,999,99]
[2005,7,21,1,0,"?9?9?9?9E0?9?9?9*9*9?9*9*9?9*9*9?9?9*9*_*9*9*9*9*9",23.2,13.9,56,85120,9999,9999,390,0,0,0,999900,999900,999900,99990,111,5,7,7,999,999,9,999999999,0,0,0,88,999,999,99]
[2005,7,21,9,0,"?9?9?9?9E0?9?9?9*9*9?9*9*9?9?9?9?9?9*9*_*9*9*9*9*9",20.9,16.100000000000001,74,85120,9999,9999,376,325,502,24,999900,999900,999900,99990,180,5,6,6,999,999,9,999999999,0,0,0,88,999,999,99]
[2005,7,21,10,0,"?9?9?9?9E0?9?9?9*9*9?9*9*9?9*9*9?9?9*9*_*9*9*9*9*9",22,16.100000000000001,69,85120,9999,9999,369,489,606,35,999900,999900,999900,99990,151,5,2,2,999,999,9,999999999,0,0,0,88,999,999,99]
[2005,7,21,23,0,"?9?9?9?9E0?9?9?9*9*9?9*9*9?9*9*9?9?9*9*_*9*9*9*9*9",29.6,15.2,42,85120,9999,9999,418,0,0,0,999900,999900,999900,99990,211,4,5,5,999,999,9,999999999,0,0,0,88,999,999,99]
[2005,7,22,3,0,"?9?9?9?9E0?9?9?9*9*9?9*9*9?9?9?9?9?9*9*_*9*9*9*9*9",24,17,65,85490,9999,9999,375,0,0,0,999900,999900,999900,99990,202,5,1,1,999,999,9,999999999,0,0,0,88,999,999,99]
[2005,7,22,13,0,"?9?9?9?9E0?9?9?9*9*9?9*9*9?9*9*9?9?9*9*_*9*9*9*9*9",21.9,15.4,66,85490,9999,9999,391,198,0,198,999900,999900,999900,99990,115,0,8,8,999,999,9,999999999,0,0,0,88,999,999,99]
[2005,7,22,20,0,"?9?9?9?9E0?9?9?9*9*9?9*9*9?9*9*9?9?9*9*_*9*9*9*9*9",21.3,12.8,58,85490,9999,9999,385,27,0,27,999900,999900,999900,99990,348,5,8,8,999,999,9,999999999,0,0,0,88,999,999,99]
[2005,7,23,3,0,"?9?9?9?9E0?9?9?9*9*9?9*9*9?9?9?9?9?9*9*_*9*9*9*9*9",18.3,16.8,91,85570,9999,9999,352,0,0,0,999900,999900,999900,99990,0,0,2,2,999,999,9,999999999,0,0,0,88,999,999,99]
[2005,7,23,13,0,"?9?9?9?9E0?9?9?9*9*9?9*9*9?9*9*9?9?9*9*_*9*9*9*9*9",23.3,14.2,56,85570,9999,9999,374,248,0,248,999900,999900,999900,99990,87,0,2,2,999,999,9,999999999,0,0,0,88,999,999,99]
[2005,7,23,20,0,"?9?9?9?9E0?9?9?9*9*9?9*9*9?9*9*9?9?9*9*_*9*9*9*9*9",22.8,16.399999999999999,67,85570,9999,9999,380,75,1,47,999900,999900,999900,99990,233,4,4,4,999,999,9,999999999,0,0,0,88,999,999,99]
[2005,7,23,22,0,"?9?9?9?9E0?9?9?9*9*9?9*9*9?9*9*9?9?9*9*_*9*9*9*9*9",19.8,15.7,77,85570,9999,9999,358,0,0,0,999900,999900,999900,99990,351,3,2,2,999,999,9,999999999,0,0,0,88,999,999,99]
[2005,7,24,10,0,"?9?9?9?9E0?9?9?9*9*9?9*9*9?9*9*9?9?9*9*_*9*9*9*9*9",19.399999999999999,18.100000000000001,92,85570,9999,9999,382,420,472,69,999900,999900,999900,99990,206,0,8,8,999,999,9,999999999,0,0,0,88,999,999,99]
[2005,7,24,15,0,"?9?9?9?9E0?9?9?9*9*9?9*9*9?9?9?9?9?9*9*_*9*9*9*9*9",28.5,13.4,39,85570,9999,9999,413,711,709,117,999900,999900,999900,99990,157,5,6,6,999,999,9,999999999,0,0,0,88,999,999,99]
[2005,7,24,24,0,"?9?9?9?9E0?9?9?9*9*9?9*9*9?9*9*9?9?9*9*_*9*9*9*9*9",25.2,16.899999999999999,60,85570,9999,9999,391,0,0,0,999900,999900,999900,99990,21,3,3,3,999,999,9,999999999,0,0,0,88,999,999,99]
[2005,7,25,8,0,"?9?9?9?9E0?9?9?9*9*9?9*9*9?9*9*9?9?9*9*_*9*9*9*9*9",21.8,20,89,85580,9999,9999,390,217,360,66,999900,999900,999900,99990,114,1,7,7,999,999,9,999999999,0,0,0,88,999,999,99]
[2005,7,25,14,0,"?9?9?9?9E0?9?9?9*9*9?9*9*9?9*9*9?9?9*9*_*9*9*9*9*9",30.8,16.100000000000001,41,85580,9999,9999,402,629,395,268,999900,999900,999900,99990,317,2,0,0,999,999,9,999999999,0,0,0,88,999,999,99]
[2005,7,26,1,0,"?9?9?9?9E0?9?9?9*9*9?9*9*9?9*9*9?9?9*9*_*9*9*9*9*9",18.399999999999999,17.899999999999999,97,85560,9999,9999,384,0,0,0,999900,999900,999900,99990,124,3,9,9,999,999,9,999999999,0,0,0,88,999,999,99]
[2005,7,26,7,0,"?9?9?9?9E0?9?9?9*9*9?9*9*9?9*9*9?9?9*9*_*9*9*9*9*9",19.5,18.7,95,85560,9999,9999,391,11,0,11,999900,999900,999900,99990,10,2,9,9,999,999,9,999999999,0,0,0,88,999,999,99]
[2005,7,26,10,0,"?9?9?9?9E0?9?9?9*9*9?9*9*9?9*9*9?9?9*9*_*9*9*9*9*9",19.5,18.7,95,85560,9999,9999,391,171,0,171,999900,999900,999900,99990,263,0,9,9,999,999,9,999999999,0,0,0,88,999,999,99]
[2005,7,26,19,0,"?9?9?9?9E0?9?9?9*9*9?9*9*9?9*9*9?9?9*9*_*9*9*9*9*9",24.2,22.8,92,85560,9999,9999,422,90,0,90,999900,999900,999900,99990,241,4,9,9,999,999,9,999999999,0,0,0,88,999,999,99]
[2005,7,27,3,0,"?9?9?9?9E0?9?9?9*9*9?9*9*9?9?9?9?9?9*9*_*9*9*9*9*9",16.899999999999999,15.4,91,85790,9999,9999,333,0,0,0,999900,999900,999900,99990,45,4,0,0,999,999,9,999999999,0,0,0,88,999,999,99]
[2005,7,27,12,0,"?9?9?9?9E0?9?9?9*9*9?9*9*9?9*9*9?9?9*9*_*9*9*9*9*9",18.8,13.5,72,85790,9999,9999,357,253,0,253,999900,999900,999900,99990,270,4,4,4,999,999,9,999999999,0,0,0,88,999,999,99]
[2005,7,27,20,0,"?9?9?9?9E0?9?9?9*9*9?9*9*9?9*9*9?9?9*9*_*9*9*9*9*9",20.399999999999999,16.8,80,85790,9999,9999,385,35,0,35,999900,999900,999900,99990,142,5,8,8,999,999,9,999999999,0,0,0,88,999,999,99]
[2005,7,28,5,0,"?9?9?9?9E0?9?9?9*9*9?9*9*9?9*9*9?9?9*9*_*9*9*9*9*9",15.6,12.4,82,85860,9999,9999,340,0,0,0,999900,999900,999900,99990,97,0,4,4,999,999,9,999999999,0,0,0,88,999,999,99]
[2005,7,28,10,0,"?9?9?9?9E0?9?9?9*9*9?9*9*9?9*9*9?9?9*9*_*9*9*9*9*9",20.3,15.6,74,85860,9999,9999,349,506,646,30,999900,999900,999900,99990,127,2,0,0,999,999,9,999999999,0,0,0,88,999,999,99]
[2005,7,28,22,0,"?9?9?9?9E0?9?9?9*9*9?9*9*9?9*9*9?9?9*9*_*9*9*9*9*9",22.7,11.1,48,85860,9999,9999,373,0,0,0,999900,999900,999900,99990,216,6,4,4,999,999,9,999999999,0,0,0,88,999,999,99]
[2005,7,28,24,0,"?9?9?9?9E0?9?9?9*9*9?9*9*9?9*9*9?9?9*9*_*9*9*9*9*9",20.3,11.7,58,85860,9999,9999,368,0,0,0,999900,999900,999900,99990,334,6,6,6,999,999,9,999999999,0,0,0,88,999,999,99]
[2005,7,29,7,0,"?9?9?9?9E0?9?9?9*9*9?9*9*9?9*9*9?9?9*9*_*9*9*9*9*9",14.8,10.199999999999999,74,85700,9999,9999,328,29,126,1,999900,999900,999900,99990,6,0,2,2,999,999,9,999999999,0,0,0,88,999,999,99]
[2005,7,29,14,0,"?9?9?9?9E0?9?9?9*9*9?9*9*9?9*9*9?9?9*9*_*9*9*9*9*9",27.6,9.6999999999999993,33,85700,9999,9999,390,957,769,35,999900,999900,999900,99990,256,1,2,2,999,999,9,999999999,0,0,0,88,999,999,99]
[2005,7,29,24,0,"?9?9?9?9E0?9?9?9*9*9?9*9*9?9*9*9?9?9*9*_*9*9*9*9*9",23.6,12.2,49,85700,9999,9999,368,0,0,0,999900,999900,999900,99990,175,3,1,1,999,999,9,999999999,0,0,0,88,999,999,99]
[2005,7,30,7,0,"?9?9?9?9E0?9?9?9*9*9?9*9*9?9*9*9?9?9*9*_*9*9*9*9*9",16.8,11.7,72,85540,9999,9999,339,29,128,0,999900,999900,999900,99990,69,0,2,2,999,999,9,999999999,0,0,0,88,999,999,99]
[2005,7,30,17,0,"?9?9?9?9E0?9?9?9*9*9?9*9*9?9*9*9?9?9*9*_*9*9*9*9*9",31.5,1.5,15,85540,9999,9999,434,674,727,10,999900,999900,999900,99990,265,4,9,9,999,999,9,999999999,0,0,0,88,999,999,99]
[2005,7,30,21,0,"?9?9?9?9E0?9?9?9*9*9?9*9*9?9?9?9?9?9*9*_*9*9*9*9*9",28,6.9,26,85540,9999,9999,383,0,0,0,999900,999900,999900,99990,202,3,1,1,999,999,9,999999999,0,0,0,88,999,999,99]
[2005,7,31,10,0,"?9?9?9?9E0?9?9?9*9*9?9*9*9?9*9*9?9?9*9*_*9*9*9*9*9",23.1,11.1,47,85460,9999,9999,382,537,709,18,999900,999900,999900,99990,197,6,6,6,999,999,9,999999999,0,0,0,88,999,999,99]
[2005,7,31,11,0,"?9?9?9?9E0?9?9?9*9*9?9*9*9?9*9*9?9?9*9*_*9*9*9*9*9",24.8,10.5,40,85460,9999,9999,390,715,765,24,999900,999900,999900,99990,231,6,6,6,999,999,9,999999999,0,0,0,88,999,999,99]
[2005,7,31,19,0,"?9?9?9?9E0?9?9?9*9*9?9*9*9?9*9*9?9?9*9*_*9*9*9*9*9",29.9,3.7,19,85460,9999,9999,428,277,541,9,999900,999900,999900,99990,263,7,9,9,999,999,9,999999999,0,0,0,88,999,999,99]
[2005,8,1,8,0,"?9?9?9?9E0?9?9?9*9*9?9*9*9?9*9*9?9?9*9*_*9*9*9*9*9",20.399999999999999,8.3000000000000007,46,85700,9999,9999,341,52,0,52,999900,999900,999900,99990,163,2,0,0,999,999,9,999999999,0,0,0,88,999,999,99]
[2005,8,1,12,0,"?9?9?9?9E0?9?9?9*9*9?9*9*9?9*9*9?9?9*9*_*9*9*9*9*9",17.600000000000001,12.5,72,85700,9999,9999,353,259,0,259,999900,999900,999900,99990,102,5,5,5,999,999,9,999999999,0,0,0,88,999,999,99]
[2005,8,1,18,0,"?9?9?9?9E0?9?9?9*9*9?9*9*9?9*9*9?9?9*9*_*9*9*9*9*9",16.100000000000001,11.1,72,85700,9999,9999,356,139,0,139,999900,999900,999900,99990,65,3,8,8,999,999,9,999999999,0,0,0,88,999,999,99]
[2005,8,2,5,0,"?9?9?9?9E0?9?9?9*9*9?9*9*9?9*9*9?9?9*9*_*9*9*9*9*9",12.6,11.2,91,85620,9999,9999,347,0,0,0,999900,999900,999900,99990,61,1,9,9,999,999,9,999999999,0,0,0,88,999,999,99]
[2005,8,2,8,0,"?9?9?9?9E0?9?9?9*9*9?9*9*9?9*9*9?9?9*9*_*9*9*9*9*9",14.9,12,83,85620,9999,9999,331,146,310,21,999900,999900,999900,99990,68,1,2,2,999,999,9,999999999,0,0,0,88,999,999,99]
[2005,8,2,22,0,"?9?9?9?9E0?9?9?9*9*9?9*9*9?9*9*9?9?9*9*_*9*9*9*9*9",23.2,8.6999999999999993,39,85620,9999,9999,390,0,0,0,999900,999900,999900,99990,302,2,8,8,999,999,9,999999999,0,0,0,88,999,999,99]
[2005,8,3,5,0,"?9?9?9?9E0?9?9?9*9*9?9*9*9?9*9*9?9?9*9*_*9*9*9*9*9",16,10.3,69,85760,9999,9999,363,0,0,0,999900,999900,999900,99990,284,2,9,9,999,999,9,999999999,0,0,0,88,999,999,99]
[2005,8,3,7,0,"?9?9?9?9E0?9?9?9*9*9?9*9*9?9*9*9?9?9*9*_*9*9*9*9*9",15.9,10.8,72,85760,9999,9999,350,10,38,2,999900,999900,999900,99990,150,2,7,7,999,999,9,999999999,0,0,0,88,999,999,99]
[2005,8,3,19,0,"?9?9?9?9E0?9?9?9*9*9?9*9*9?9*9*9?9?9*9*_*9*9*9*9*9",27.5,6.1,26,85760,9999,9999,379,234,530,26,999900,999900,999900,99990,138,4,1,1,999,999,9,999999999,0,0,0,88,999,999,99]
[2005,8,3,24,0,"?9?9?9?9E0?9?9?9*9*9?9*9*9?9*9*9?9?9*9*_*9*9*9*9*9",24.4,12,46,85760,9999,9999,380,0,0,0,999900,999900,999900,99990,294,3,3,3,999,999,9,999999999,0,0,0,88,999,999,99]
[2005,8,4,9,0,"?9?9?9?9E0?9?9?9*9*9?9*9*9?9?9?9?9?9*9*_*9*9*9*9*9",19.899999999999999,10.199999999999999,54,86010,9999,9999,369,104,0,104,999900,999900,999900,99990,157,3,7,7,999,999,9,999999999,0,0,0,88,999,999,99]
[2005,8,4,18,0,"?9?9?9?9E0?9?9?9*9*9?9*9*9?9*9*9?9?9*9*_*9*9*9*9*9",15.8,15,95,86010,9999,9999,354,139,0,139,999900,999900,999900,99990,26,4,7,7,999,999,9,999999999,0,0,0,88,999,999,99]
[2005,8,5,2,0,"?9?9?9?9E0?9?9?9*9*9?9*9*9?9*9*9?9?9*9*_*9*9*9*9*9",15.4,14.4,93,85990,9999,9999,357,0,0,0,999900,999900,999900,99990,270,5,8,8,999,999,9,999999999,0,0,0,88,999,999,99]
[2005,8,5,8,0,"?9?9?9?9E0?9?9?9*9*9?9*9*9?9*9*9?9?9*9*_*9*9*9*9*9",15.7,15.1,96,85990,9999,9999,327,35,0,35,999900,999900,999900,99990,28,4,0,0,999,999,9,999999999,0,0,0,88,999,999,99]
[2005,8,5,11,0,"?9?9?9?9E0?9?9?9*9*9?9*9*9?9*9*9?9?9*9*_*9*9*9*9*9",16.600000000000001,15,90,85990,9999,9999,331,154,0,154,999900,999900,999900,99990,327,5,0,0,999,999,9,999999999,0,0,0,88,999,999,99]
[2005,8,6,1,0,"?9?9?9?9E0?9?9?9*9*9?9*9*9?9*9*9?9?9*9*_*9*9*9*9*9",17.3,15.9,91,86040,9999,9999,352,0,0,0,999900,999900,999900,99990,246,3,4,4,999,999,9,999999999,0,0,0,88,999,999,99]
[2005,8,6,4,0,"?9?9?9?9E0?9?9?9*9*9?9*9*9?9*9*9?9?9*9*_*9*9*9*9*9",16.7,15.8,94,86040,9999,9999,352,0,0,0,999900,999900,999900,99990,289,3,5,5,999,999,9,999999999,0,0,0,88,999,999,99]
[2005,8,6,15,0,"?9?9?9?9E0?9?9?9*9*9?9*9*9?9?9?9?9?9*9*_*9*9*9*9*9",24.2,16.7,63,86040,9999,9999,414,233,0,233,999900,999900,999900,99990,202,3,9,9,999,999,9,999999999,0,0,0,88,999,999,99]
[2005,8,6,21,0,"?9?9?9?9E0?9?9?9*9*9?9*9*9?9?9?9?9?9*9*_*9*9*9*9*9",24,16.2,62,86040,9999,9999,389,0,0,0,999900,999900,999900,99990,157,3,5,5,999,999,9,999999999,0,0,0,88,999,999,99]
[2005,8,7,5,0,"?9?9?9?9E0?9?9?9*9*9?9*9*9?9*9*9?9?9*9*_*9*9*9*9*9",19,18.2,95,85990,9999,9999,369,0,0,0,999900,999900,999900,99990,154,3,6,6,999,999,9,999999999,0,0,0,88,999,999,99]
[2005,8,7,14,0,"?9?9?9?9E0?9?9?9*9*9?9*9*9?9*9*9?9?9*9*_*9*9*9*9*9",17.2,16,93,85990,9999,9999,355,279,0,279,999900,999900,999900,99990,164,4,5,5,999,999,9,999999999,0,0,0,88,999,999,99]
[2005,8,7,19,0,"?9?9?9?9E0?9?9?9*9*9?9*9*9?9*9*9?9?9*9*_*9*9*9*9*9",16,14.2,89,85990,9999,9999,327,75,0,75,999900,999900,999900,99990,128,6,0,0,999,999,9,999999999,0,0,0,88,999,999,99]
[2005,8,7,23,0,"?9?9?9?9E0?9?9?9*9*9?9*9*9?9*9*9?9?9*9*_*9*9*9*9*9",18.2,16.3,89,85990,9999,9999,381,0,0,0,999900,999900,999900,99990,226,3,9,9,999,999,9,999999999,0,0,0,88,999,999,99]
[2005,8,8,12,0,"?9?9?9?9E0?9?9?9*9*9?9*9*9?9*9*9?9?9*9*_*9*9*9*9*9",18.2,14.1,77,85850,9999,9999,337,736,674,128,999900,999900,999900,99990,216,0,0,0,999,999,9,999999999,0,0,0,88,999,999,99]
[2005,8,8,16,0,"?9?9?9?9E0?9?9?9*9*9?9*9*9?9*9*9?9?9*9*_*9*9*9*9*9",27.1,16,51,85850,9999,9999,383,381,408,100,999900,999900,999900,99990,8,3,0,0,999,999,9,999999999,0,0,0,88,999,999,99]
[2005,8,9,2,0,"?9?9?9?9E0?9?9?9*9*9?9*9*9?9*9*9?9?9*9*_*9*9*9*9*9",19.5,14.8,74,85640,9999,9999,344,0,0,0,999900,999900,999900,99990,349,2,0,0,999,999,9,999999999,0,0,0,88,999,999,99]
[2005,8,9,9,0,"?9?9?9?9E0?9?9?9*9*9?9*9*9?9?9?9?9?9*9*_*9*9*9*9*9",18.399999999999999,14.7,79,85640,9999,9999,356,292,462,31,999900,999900,999900,99990,247,2,4,4,999,999,9,999999999,0,0,0,88,999,999,99]
[2005,8,9,16,0,"?9?9?9?9E0?9?9?9*9*9?9*9*9?9*9*9?9?9*9*_*9*9*9*9*9",28.7,7.5,26,85640,9999,9999,393,708,750,76,999900,999900,999900,99990,211,3,2,2,999,999,9,999999999,0,0,0,88,999,999,99]
[2005,8,10,2,0,"?9?9?9?9E0?9?9?9*9*9?9*9*9?9*9*9?9?9*9*_*9*9*9*9*9",20.2,12,59,85580,9999,9999,378,0,0,0,999900,999900,999900,99990,268,3,8,8,999,999,9,999999999,0,0,0,88,999,999,99]
[2005,8,10,6,0,"?9?9?9?9E0?9?9?9*9*9?9*9*9?9*9*9?9?9*9*_*9*9*9*9*9",17.8,13.8,78,85580,9999,9999,368,0,0,0,999900,999900,999900,99990,204,0,8,8,999,999,9,999999999,0,0,0,88,999,999,99]
[2005,8,10,11,0,"?9?9?9?9E0?9?9?9*9*9?9*9*9?9*9*9?9?9*9*_*9*9*9*9*9",21.2,14.7,66,85580,9999,9999,395,623,603,124,999900,999900,999900,99990,88,3,9,9,999,999,9,999999999,0,0,0,88,999,999,99]
[2005,8,10,20,0,"?9?9?9?9E0?9?9?9*9*9?9*9*9?9*9*9?9?9*9*_*9*9*9*9*9",27.1,11.7,38,85580,9999,9999,390,78,0,16,999900,999900,999900,99990,358,3,2,2,999,999,9,999999999,0,0,0,88,999,999,99]
[2005,8,11,4,0,"?9?9?9?9E0?9?9?9*9*9?9*9*9?9*9*9?9?9*9*_*9*9*9*9*9",19.100000000000001,15.4,79,85630,9999,9999,354,0,0,0,999900,999900,999900,99990,82,1,2,2,999,999,9,999999999,0,0,0,88,999,999,99]
[2005,8,11,13,0,"?9?9?9?9E0?9?9?9*9*9?9*9*9?9*9*9?9?9*9*_*9*9*9*9*9",23.6,16,63,85630,9999,9999,384,383,0,383,999900,999900,999900,99990,83,1,4,4,999,999,9,999999999,0,0,0,88,999,999,99]
[2005,8,11,21,0,"?9?9?9?9E0?9?9?9*9*9?9*9*9?9?9?9?9?9*9*_*9*9*9*9*9",24.6,14.9,55,85630,9999,9999,381,0,0,0,999900,999900,999900,99990,225,2,2,2,999,999,9,999999999,0,0,0,88,999,999,99]
[2005,8,12,3,0,"?9?9?9?9E0?9?9?9*9*9?9*9*9?9?9?9?9?9*9*_*9*9*9*9*9",20.399999999999999,14.9,71,85790,9999,9999,348,0,0,0,999900,999900,999900,99990,225,2,0,0,999,999,9,999999999,0,0,0,88,999,999,99]
[2005,8,12,14,0,"?9?9?9?9E0?9?9?9*9*9?9*9*9?9*9*9?9?9*9*_*9*9*9*9*9",25.2,13.5,48,85790,9999,9999,377,855,771,99,999900,999900,999900,99990,17,4,1,1,999,999,9,999999999,0,0,0,88,999,999,99]
[2005,8,12,17,0,"?9?9?9?9E0?9?9?9*9*9?9*9*9?9*9*9?9?9*9*_*9*9*9*9*9",27.7,12.6,39,85790,9999,9999,404,557,724,65,999900,999900,999900,99990,244,2,5,5,999,999,9,999999999,0,0,0,88,999,999,99]
[2005,8,12,23,0,"?9?9?9?9E0?9?9?9*9*9?9*9*9?9*9*9?9?9*9*_*9*9*9*9*9",23.4,15.4,61,85790,9999,9999,408,0,0,0,999900,999900,999900,99990,170,3,9,9,999,999,9,999999999,0,0,0,88,999,999,99]
[2005,8,13,8,0,"?9?9?9?9E0?9?9?9*9*9?9*9*9?9*9*9?9?9*9*_*9*9*9*9*9",17.8,15.9,89,85930,9999,9999,352,138,197,63,999900,999900,999900,99990,74,3,3,3,999,999,9,999999999,0,0,0,88,999,999,99]
[2005,8,13,16,0,"?9?9?9?9E0?9?9?9*9*9?9*9*9?9*9*9?9?9*9*_*9*9*9*9*9",27.9,14.7,45,85930,9999,9999,432,765,613,350,999900,999900,999900,99990,209,5,9,9,999,999,9,999999999,0,0,0,88,999,999,99]
[2005,8,14,1,0,"?9?9?9?9E0?9?9?9*9*9?9*9*9?9*9*9?9?9*9*_*9*9*9*9*9",19.899999999999999,13.9,68,85980,9999,9999,363,0,0,0,999900,999900,999900,99990,278,1,4,4,999,999,9,999999999,0,0,0,88,999,999,99]
[2005,8,14,6,0,"?9?9?9?9E0?9?9?9*9*9?9*9*9?9*9*9?9?9*9*_*9*9*9*9*9",18.5,14.1,76,85980,9999,9999,356,0,0,0,999900,999900,999900,99990,152,3,4,4,999,999,9,999999999,0,0,0,88,999,999,99]
[2005,8,14,18,0,"?9?9?9?9E0?9?9?9*9*9?9*9*9?9*9*9?9?9*9*_*9*9*9*9*9",27,7,28,85980,9999,9999,393,199,0,199,999900,999900,999900,99990,14,2,5,5,999,999,9,999999999,0,0,0,88,999,999,99]
[2005,8,14,23,0,"?9?9?9?9E0?9?9?9*9*9?9*9*9?9*9*9?9?9*9*_*9*9*9*9*9",23.9,8.6,38,85980,9999,9999,376,0,0,0,999900,999900,999900,99990,168,1,4,4,999,999,9,999999999,0,0,0,88,999,999,99]
[2005,8,15,11,0,"?9?9?9?9E0?9?9?9*9*9?9*9*9?9*9*9?9?9*9*_*9*9*9*9*9",24.2,12.3,47,85730,9999,9999,385,647,719,58,999900,999900,999900,99990,60,4,5,5,999,999,9,999999999,0,0,0,88,999,999,99]
[2005,8,15,13,0,"?9?9?9?9E0?9?9?9*9*9?9*9*9?9*9*9?9?9*9*_*9*9*9*9*9",27.3,9.8000000000000007,33,85730,9999,9999,398,876,773,79,999900,999900,999900,99990,125,4,5,5,999,999,9,999999999,0,0,0,88,999,999,99]
[2005,8,15,20,0,"?9?9?9?9E0?9?9?9*9*9?9*9*9?9*9*9?9?9*9*_*9*9*9*9*9",28,2.7,20,85730,9999,9999,371,71,0,6,999900,999900,999900,99990,169,3,0,0,999,999,9,999999999,0,0,0,88,999,999,99]
[2005,8,16,3,0,"?9?9?9?9E0?9?9?9*9*9?9*9*9?9?9?9?9?9*9*_*9*9*9*9*9",20,6.5,42,85690,9999,9999,357,0,0,0,999900,999900,999900,99990,247,2,5,5,999,999,9,999999999,0,0,0,88,999,999,99]
[2005,8,16,13,0,"?9?9?9?9E0?9?9?9*9*9?9*9*9?9*9*9?9?9*9*_*9*9*9*9*9",27.6,13.9,43,85690,9999,9999,399,309,0,309,999900,999900,999900,99990,101,1,3,3,999,999,9,999999999,0,0,0,88,999,999,99]
[2005,8,16,24,0,"?9?9?9?9E0?9?9?9*9*9?9*9*9?9*9*9?9?9*9*_*9*9*9*9*9",18.5,13.2,71,85690,9999,9999,349,0,0,0,999900,999900,999900,99990,268,3,2,2,999,999,9,999999999,0,0,0,88,999,999,99]
[2005,8,17,6,0,"?9?9?9?9E0?9?9?9*9*9?9*9*9?9*9*9?9?9*9*_*9*9*9*9*9",13,12.1,94,86080,9999,9999,330,0,0,0,999900,999900,999900,99990,230,3,5,5,999,999,9,999999999,0,0,0,88,999,999,99]
[2005,8,17,14,0,"?9?9?9?9E0?9?9?9*9*9?9*9*9?9*9*9?9?9*9*_*9*9*9*9*9",18.7,14,74,86080,9999,9999,373,399,144,274,999900,999900,999900,99990,62,1,8,8,999,999,9,999999999,0,0,0,88,999,999,99]
[2005,8,17,23,0,"?9?9?9?9E0?9?9?9*9*9?9*9*9?9*9*9?9?9*9*_*9*9*9*9*9",18.3,12.9,71,86080,9999,9999,351,0,0,0,999900,999900,999900,99990,107,2,3,3,999,999,9,999999999,0,0,0,88,999,999,99]
[2005,8,17,24,0,"?9?9?9?9E0?9?9?9*9*9?9*9*9?9*9*9?9?9*9*_*9*9*9*9*9",17.600000000000001,12.9,74,86080,9999,9999,353,0,0,0,999900,999900,999900,99990,229,2,5,5,999,999,9,999999999,0,0,0,88,999,999,99]
[2005,8,18,8,0,"?9?9?9?9E0?9?9?9*9*9?9*9*9?9*9*9?9?9*9*_*9*9*9*9*9",13.9,12.8,93,86050,9999,9999,333,67,145,14,999900,999900,999900,99990,35,1,4,4,999,999,9,999999999,0,0,0,88,999,999,99]
[2005,8,18,21,0,"?9?9?9?9E0?9?9?9*9*9?9*9*9?9?9?9?9?9*9*_*9*9*9*9*9",24.7,12.8,48,86050,9999,9999,367,0,0,0,999900,999900,999900,99990,202,1,0,0,999,999,9,999999999,0,0,0,88,999,999,99]
[2005,8,19,1,0,"?9?9?9?9E0?9?9?9*9*9?9*9*9?9*9*9?9?9*9*_*9*9*9*9*9",19.600000000000001,14.7,74,86110,9999,9999,378,0,0,0,999900,999900,999900,99990,331,1,8,8,999,999,9,999999999,0,0,0,88,999,999,99]
[2005,8,19,11,0,"?9?9?9?9E0?9?9?9*9*9?9*9*9?9*9*9?9?9*9*_*9*9*9*9*9",19.7,12.8,64,86110,9999,9999,366,656,742,55,999900,999900,999900,99990,142,3,6,6,999,999,9,999999999,0,0,0,88,999,999,99]
[2005,8,19,18,0,"?9?9?9?9E0?9?9?9*9*9?9*9*9?9*9*9?9?9*9*_*9*9*9*9*9",26,5.4,27,86110,9999,9999,383,403,655,34,999900,999900,999900,99990,277,3,4,4,999,999,9,999999999,0,0,0,88,999,999,99]
[2005,8,20,1,0,"?9?9?9?9E0?9?9?9*9*9?9*9*9?9*9*9?9?9*9*_*9*9*9*9*9",18.3,9.1999999999999993,56,86000,9999,9999,332,0,0,0,999900,999900,999900,99990,244,2,0,0,999,999,9,999999999,0,0,0,88,999,999,99]
[2005,8,20,11,0,"?9?9?9?9E0?9?9?9*9*9?9*9*9?9*9*9?9?9*9*_*9*9*9*9*9",20.8,8,44,86000,9999,9999,366,639,715,62,999900,999900,999900,99990,266,2,6,6,999,999,9,999999999,0,0,0,88,999,999,99]
[2005,8,20,18,0,"?9?9?9?9E0?9?9?9*9*9?9*9*9?9*9*9?9?9*9*_*9*9*9*9*9",27.5,5.0999999999999996,24,86000,9999,9999,393,391,653,38,999900,999900,999900,99990,335,3,5,5,999,999,9,999999999,0,0,0,88,999,999,99]
[2005,8,20,20,0,"?9?9?9?9E0?9?9?9*9*9?9*9*9?9*9*9?9?9*9*_*9*9*9*9*9",25.6,4.0999999999999996,25,86000,9999,9999,376,58,0,6,999900,999900,999900,99990,279,3,3,3,999,999,9,999999999,0,0,0,88,999,999,99]
[2005,8,21,8,0,"?9?9?9?9E0?9?9?9*9*9?9*9*9?9*9*9?9?9*9*_*9*9*9*9*9",18,11,64,85860,9999,9999,340,59,55,39,999900,999900,999900,99990,261,2,1,1,999,999,9,999999999,0,0,0,88,999,999,99]
[2005,8,21,13,0,"?9?9?9?9E0?9?9?9*9*9?9*9*9?9*9*9?9?9*9*_*9*9*9*9*9",22.9,10.7,46,85860,9999,9999,362,450,168,300,999900,999900,999900,99990,188,0,1,1,999,999,9,999999999,0,0,0,88,999,999,99]
[2005,8,21,22,0,"?9?9?9?9E0?9?9?9*9*9?9*9*9?9*9*9?9?9*9*_*9*9*9*9*9",16.899999999999999,12.9,77,85860,9999,9999,350,0,0,0,999900,999900,999900,99990,347,5,5,5,999,999,9,999999999,0,0,0,88,999,999,99]
[2005,8,22,7,0,"?9?9?9?9E0?9?9?9*9*9?9*9*9?9*9*9?9?9*9*_*9*9*9*9*9",14.9,14.6,98,86100,9999,9999,349,0,0,0,999900,999900,999900,99990,149,4,7,7,999,999,9,999999999,0,0,0,88,999,999,99]
[2005,8,22,15,0,"?9?9?9?9E0?9?9?9*9*9?9*9*9?9?9?9?9?9*9*_*9*9*9*9*9",26.7,2.7,21,86100,9999,9999,364,791,764,107,999900,999900,999900,99990,315,5,0,0,999,999,9,999999999,0,0,0,88,999,999,99]
[2005,8,22,21,0,"?9?9?9?9E0?9?9?9*9*9?9*9*9?9?9?9?9?9*9*_*9*9*9*9*9",22.6,7,36,86100,9999,9999,378,0,0,0,999900,999900,999900,99990,360,2,7,7,999,999,9,999999999,0,0,0,88,999,999,99]
[2005,8,22,24,0,"?9?9?9?9E0?9?9?9*9*9?9*9*9?9*9*9?9?9*9*_*9*9*9*9*9",18.7,9.5,55,86100,9999,9999,335,0,0,0,999900,999900,999900,99990,5,2,0,0,999,999,9,999999999,0,0,0,88,999,999,99]
[2005,8,23,11,0,"?9?9?9?9E0?9?9?9*9*9?9*9*9?9*9*9?9?9*9*_*9*9*9*9*9",22.2,8.5,41,86240,9999,9999,378,622,688,71,999900,999900,999900,99990,194,0,7,7,999,999,9,999999999,0,0,0,88,999,999,99]
[2005,8,23,17,0,"?9?9?9?9E0?9?9?9*9*9?9*9*9?9*9*9?9?9*9*_*9*9*9*9*9",27.6,1.4,18,86240,9999,9999,383,556,718,64,999900,999900,999900,99990,50,3,3,3,999,999,9,999999999,0,0,0,88,999,999,99]
[2005,8,24,1,0,"?9?9?9?9E0?9?9?9*9*9?9*9*9?9*9*9?9?9*9*_*9*9*9*9*9",18.7,8.1999999999999993,51,86170,9999,9999,353,0,0,0,999900,999900,999900,99990,54,0,5,5,999,999,9,999999999,0,0,0,88,999,999,99]
[2005,8,24,10,0,"?9?9?9?9E0?9?9?9*9*9?9*9*9?9*9*9?9?9*9*_*9*9*9*9*9",20.7,8.6,46,86170,9999,9999,349,457,603,45,999900,999900,999900,99990,141,0,1,1,999,999,9,999999999,0,0,0,88,999,999,99]
[2005,8,24,18,0,"?9?9?9?9E0?9?9?9*9*9?9*9*9?9*9*9?9?9*9*_*9*9*9*9*9",28.4,1.4,18,86170,9999,9999,378,384,644,38,999900,999900,999900,99990,248,5,1,1,999,999,9,999999999,0,0,0,88,999,999,99]
[2005,8,25,3,0,"?9?9?9?9E0?9?9?9*9*9?9*9*9?9?9?9?9?9*9*_*9*9*9*9*9",20.9,8.6999999999999993,46,86040,9999,9999,367,0,0,0,999900,999900,999900,99990,180,2,6,6,999,999,9,999999999,0,0,0,88,999,999,99]
[2005,8,25,8,0,"?9?9?9?9E0?9?9?9*9*9?9*9*9?9*9*9?9?9*9*_*9*9*9*9*9",18.600000000000001,7.3,48,86040,9999,9999,372,57,126,13,999900,999900,999900,99990,70,2,9,9,999,999,9,999999999,0,0,0,88,999,999,99]
[2005,8,25,12,0,"?9?9?9?9E0?9?9?9*9*9?9*9*9?9*9*9?9?9*9*_*9*9*9*9*9",24.3,8.4,36,86040,9999,9999,378,430,382,99,999900,999900,999900,99990,105,2,4,4,999,999,9,999999999,0,0,0,88,999,999,99]
[2005,8,25,22,0,"?9?9?9?9E0?9?9?9*9*9?9*9*9?9*9*9?9?9*9*_*9*9*9*9*9",24,9.4,40,86040,9999,9999,366,0,0,0,999900,999900,999900,99990,255,4,1,1,999,999,9,999999999,0,0,0,88,999,999,99]
[2005,8,26,5,0,"?9?9?9?9E0?9?9?9*9*9?9*9*9?9*9*9?9?9*9*_*9*9*9*9*9",15.5,11.2,75,85930,9999,9999,344,0,0,0,999900,999900,999900,99990,83,0,6,6,999,999,9,999999999,0,0,0,88,999,999,99]
[2005,8,26,12,0,"?9?9?9?9E0?9?9?9*9*9?9*9*9?9*9*9?9?9*9*_*9*9*9*9*9",22.3,10.1,46,85930,9999,9999,373,744,747,100,999900,999900,999900,99990,0,1,5,5,999,999,9,999999999,0,0,0,88,999,999,99]
[2005,8,26,22,0,"?9?9?9?9E0?9?9?9*9*9?9*9*9?9*9*9?9?9*9*_*9*9*9*9*9",23.4,6.5,34,85930,9999,9999,353,0,0,0,999900,999900,999900,99990,90,3,0,0,999,999,9,999999999,0,0,0,88,999,999,99]
[2005,8,27,5,0,"?9?9?9?9E0?9?9?9*9*9?9*9*9?9*9*9?9?9*9*_*9*9*9*9*9",15.9,0.5,35,85920,9999,9999,350,0,0,0,999900,999900,999900,99990,257,1,9,9,999,999,9,999999999,0,0,0,88,999,999,99]
[2005,8,27,15,0,"?9?9?9?9E0?9?9?9*9*9?9*9*9?9?9?9?9?9*9*_*9*9*9*9*9",27.9,-4.5,11,85920,9999,9999,382,746,764,142,999900,999900,999900,99990,315,3,5,5,999,999,9,999999999,0,0,0,88,999,999,99]
[2005,8,27,19,0,"?9?9?9?9E0?9?9?9*9*9?9*9*9?9*9*9?9?9*9*_*9*9*9*9*9",25.6,-6.5,11,85920,9999,9999,362,174,342,33,999900,999900,999900,99990,232,3,3,3,999,999,9,999999999,0,0,0,88,999,999,99]
[2005,8,27,24,0,"?9?9?9?9E0?9?9?9*9*9?9*9*9?9*9*9?9?9*9*_*9*9*9*9*9",20.3,5.7,38,85920,9999,9999,355,0,0,0,999900,999900,999900,99990,86,2,4,4,999,999,9,999999999,0,0,0,88,999,999,99]
[2005,8,28,9,0,"?9?9?9?9E0?9?9?9*9*9?9*9*9?9?9?9?9?9*9*_*9*9*9*9*9",15,9.8000000000000007,71,86040,9999,9999,329,257,433,31,999900,999900,999900,99990,225,3,2,2,999,999,9,999999999,0,0,0,88,999,999,99]
[2005,8,28,17,0,"?9?9?9?9E0?9?9?9*9*9?9*9*9?9*9*9?9?9*9*_*9*9*9*9*9",28,-1.6,14,86040,9999,9999,372,545,714,65,999900,999900,999900,99990,354,3,1,1,999,999,9,999999999,0,0,0,88,999,999,99]
[2005,8,28,23,0,"?9?9?9?9E0?9?9?9*9*9?9*9*9?9*9*9?9?9*9*_*9*9*9*9*9",21.7,7.7,41,86040,9999,9999,388,0,0,0,999900,999900,999900,99990,184,0,9,9,999,999,9,999999999,0,0,0,88,999,999,99]
[2005,8,29,10,0,"?9?9?9?9E0?9?9?9*9*9?9*9*9?9*9*9?9?9*9*_*9*9*9*9*9",18.7,7.9,49,85840,9999,9999,333,443,588,48,999900,999900,999900,99990,133,2,0,0,999,999,9,999999999,0,0,0,88,999,999,99]
[2005,8,29,16,0,"?9?9?9?9E0?9?9?9*9*9?9*9*9?9*9*9?9?9*9*_*9*9*9*9*9",25.2,5.6,28,85840,9999,9999,379,716,747,78,999900,999900,999900,99990,159,7,4,4,999,999,9,999999999,0,0,0,88,999,999,99]
[2005,8,30,3,0,"?9?9?9?9E0?9?9?9*9*9?9*9*9?9?9?9?9?9*9*_*9*9*9*9*9",14.8,10.8,77,85600,9999,9999,344,0,0,0,999900,999900,999900,99990,135,1,7,7,999,999,9,999999999,0,0,0,88,999,999,99]
[2005,8,30,12,0,"?9?9?9?9E0?9?9?9*9*9?9*9*9?9*9*9?9?9*9*_*9*9*9*9*9",21,11.3,54,85600,9999,9999,362,418,0,418,999900,999900,999900,99990,97,1,3,3,999,999,9,999999999,0,0,0,88,999,999,99]
[2005,8,30,19,0,"?9?9?9?9E0?9?9?9*9*9?9*9*9?9*9*9?9?9*9*_*9*9*9*9*9",23.4,10.9,45,85600,9999,9999,387,173,291,52,999900,999900,999900,99990,118,5,7,7,999,999,9,999999999,0,0,0,88,999,999,99]
[2005,8,30,21,0,"?9?9?9?9E0?9?9?9*9*9?9*9*9?9?9?9?9?9*9*_*9*9*9*9*9",18,10.1,60,85600,9999,9999,359,0,0,0,999900,999900,999900,99990,135,7,7,7,999,999,9,999999999,0,0,0,88,999,999,99]
[2005,8,31,5,0,"?9?9?9?9E0?9?9?9*9*9?9*9*9?9*9*9?9?9*9*_*9*9*9*9*9",14.8,8.9,68,85540,9999,9999,330,0,0,0,999900,999900,999900,99990,245,3,3,3,999,999,9,999999999,0,0,0,88,999,999,99]
[2005,8,31,14,0,"?9?9?9?9E0?9?9?9*9*9?9*9*9?9*9*9?9?9*9*_*9*9*9*9*9",27.1,9.9,34,85540,9999,9999,421,888,772,92,999900,999900,999900,99990,279,0,9,9,999,999,9,999999999,0,0,0,88,999,999,99]
[2005,8,31,19,0,"?9?9?9?9E0?9?9?9*9*9?9*9*9?9*9*9?9?9*9*_*9*9*9*9*9",28.3,5.3,23,85540,9999,9999,395,185,271,19,999900,999900,999900,99990,150,5,4,4,999,999,9,999999999,0,0,0,88,999,999,99]
[2005,9,1,7,0,"?9?9?9?9E0?9?9?9*9*9?9*9*9?9*9*9?9?9*9*_*9*9*9*9*9",15.5,4.5999999999999996,48,86630,9999,9999,328,0,0,0,999900,999900,999900,99990,355,4,3,3,999,999,9,999999999,0,0,0,88,999,999,99]
[2005,9,1,16,0,"?9?9?9?9E0?9?9?9*9*9?9*9*9?9*9*9?9?9*9*_*9*9*9*9*9",11.7,6,68,86630,9999,9999,300,173,0,173,999900,999900,999900,99990,227,6,0,0,999,999,9,999999999,0,0,0,88,999,999,99]
[2005,9,1,24,0,"?9?9?9?9E0?9?9?9*9*9?9*9*9?9*9*9?9?9*9*_*9*9*9*9*9",10.8,9.4,91,86630,9999,9999,309,0,0,0,999900,999900,999900,99990,75,2,2,2,999,999,9,999999999,0,0,0,88,999,999,99]
[2005,9,2,6,0,"?9?9?9?9E0?9?9?9*9*9?9*9*9?9*9*9?9?9*9*_*9*9*9*9*9",9.6999999999999993,9.1999999999999993,97,86680,9999,9999,305,0,0,0,999900,999900,999900,99990,34,2,2,2,999,999,9,999999999,0,0,0,88,999,999,99]
[2005,9,2,9,0,"?9?9?9?9E0?9?9?9*9*9?9*9*9?9?9?9?9?9*9*_*9*9*9*9*9",10.6,8.9,89,86680,9999,9999,308,240,406,34,999900,999900,999900,99990,0,0,2,2,999,999,9,999999999,0,0,0,88,999,999,99]
[2005,9,2,16,0,"?9?9?9?9E0?9?9?9*9*9?9*9*9?9*9*9?9?9*9*_*9*9*9*9*9",19.7,-1.7,23,86680,9999,9999,353,688,746,96,999900,999900,999900,99990,313,4,7,7,999,999,9,999999999,0,0,0,88,999,999,99]
[2005,9,3,2,0,"?9?9?9?9E0?9?9?9*9*9?9*9*9?9*9*9?9?9*9*_*9*9*9*9*9",11.1,5.6,69,86350,9999,9999,310,0,0,0,999900,999900,999900,99990,16,2,3,3,999,999,9,999999999,0,0,0,88,999,999,99]
[2005,9,3,13,0,"?9?9?9?9E0?9?9?9*9*9?9*9*9?9*9*9?9?9*9*_*9*9*9*9*9",16.5,4.3,44,86350,9999,9999,345,865,776,127,999900,999900,999900,99990,116,1,7,7,999,999,9,999999999,0,0,0,88,999,999,99]
[2005,9,3,19,0,"?9?9?9?9E0?9?9?9*9*9?9*9*9?9*9*9?9?9*9*_*9*9*9*9*9",19.5,2.8,33,86350,9999,9999,330,177,225,26,999900,999900,999900,99990,46,3,0,0,999,999,9,999999999,0,0,0,88,999,999,99]
[2005,9,4,3,0,"?9?9?9?9E0?9?9?9*9*9?9*9*9?9?9?9?9?9*9*_*9*9*9*9*9",11.9,6.2,68,86180,9999,9999,322,0,0,0,999900,999900,999900,99990,0,0,6,6,999,999,9,999999999,0,0,0,88,999,999,99]
[2005,9,4,12,0,"?9?9?9?9E0?9?9?9*9*9?9*9*9?9*9*9?9?9*9*_*9*9*9*9*9",17.100000000000001,9.4,60,86180,9999,9999,327,1012,601,510,999900,999900,999900,99990,147,1,0,0,999,999,9,999999999,0,0,0,88,999,999,99]
[2005,9,4,17,0,"?9?9?9?9E0?9?9?9*9*9?9*9*9?9*9*9?9?9*9*_*9*9*9*9*9",22.2,5.2,33,86180,9999,9999,380,230,0,230,999900,999900,999900,99990,172,4,8,8,999,999,9,999999999,0,0,0,88,999,999,99]
[2005,9,4,21,0,"?9?9?9?9E0?9?9?9*9*9?9*9*9?9?9?9?9?9*9*_*9*9*9*9*9",17.5,6.9,50,86180,9999,9999,343,0,0,0,999900,999900,999900,99990,90,3,4,4,999,999,9,999999999,0,0,0,88,999,999,99]
[2005,9,5,10,0,"?9?9?9?9E0?9?9?9*9*9?9*9*9?9*9*9?9?9*9*_*9*9*9*9*9",16.5,9.1,62,86240,9999,9999,341,454,580,76,999900,999900,999900,99990,265,1,4,4,999,999,9,999999999,0,0,0,88,999,999,99]
[2005,9,5,14,0,"?9?9?9?9E0?9?9?9*9*9?9*9*9?9*9*9?9?9*9*_*9*9*9*9*9",22,1.4,26,86240,9999,9999,351,490,452,125,999900,999900,999900,99990,83,1,2,2,999,999,9,999999999,0,0,0,88,999,999,99]
[2005,9,5,24,0,"?9?9?9?9E0?9?9?9*9*9?9*9*9?9*9*9?9?9*9*_*9*9*9*9*9",15,4,48,86240,9999,9999,343,0,0,0,999900,999900,999900,99990,98,1,8,8,999,999,9,999999999,0,0,0,88,999,999,99]
[2005,9,6,7,0,"?9?9?9?9E0?9?9?9*9*9?9*9*9?9*9*9?9?9*9*_*9*9*9*9*9",11.5,1.4,50,86130,9999,9999,323,0,0,0,999900,999900,999900,99990,180,0,8,8,999,999,9,999999999,0,0,0,88,999,999,99]
[2005,9,6,14,0,"?9?9?9?9E0?9?9?9*9*9?9*9*9?9*9*9?9?9*9*_*9*9*9*9*9",24.8,5.8,30,86130,9999,9999,366,369,0,369,999900,999900,999900,99990,108,0,1,1,999,999,9,999999999,0,0,0,88,999,999,99]
[2005,9,6,24,0,"?9?9?9?9E0?9?9?9*9*9?9*9*9?9*9*9?9?9*9*_*9*9*9*9*9",13.7,11.7,88,86130,9999,9999,328,0,0,0,999900,999900,999900,99990,28,3,3,3,999,999,9,999999999,0,0,0,88,999,999,99]
[2005,9,7,4,0,"?9?9?9?9E0?9?9?9*9*9?9*9*9?9*9*9?9?9*9*_*9*9*9*9*9",12.6,11.7,94,86230,9999,9999,310,0,0,0,999900,999900,999900,99990,246,1,0,0,999,999,9,999999999,0,0,0,88,999,999,99]
[2005,9,7,9,0,"?9?9?9?9E0?9?9?9*9*9?9*9*9?9?9?9?9?9*9*_*9*9*9*9*9",12.9,11.6,92,86230,9999,9999,341,210,304,60,999900,999900,999900,99990,0,0,8,8,999,999,9,999999999,0,0,0,88,999,999,99]
[2005,9,7,18,0,"?9?9?9?9E0?9?9?9*9*9?9*9*9?9*9*9?9?9*9*_*9*9*9*9*9",21.3,8.3000000000000007,43,86230,9999,9999,345,311,598,88,999900,999900,999900,99990,271,0,0,0,999,999,9,999999999,0,0,0,88,999,999,99]
[2005,9,8,2,0,"?9?9?9?9E0?9?9?9*9*9?9*9*9?9*9*9?9?9*9*_*9*9*9*9*9",14,9.1999999999999993,72,86340,9999,9999,329,0,0,0,999900,999900,999900,99990,100,5,4,4,999,999,9,999999999,0,0,0,88,999,999,99]
[2005,9,8,11,0,"?9?9?9?9E0?9?9?9*9*9?9*9*9?9*9*9?9?9*9*_*9*9*9*9*9",16.600000000000001,10.8,68,86340,9999,9999,326,300,0,300,999900,999900,999900,99990,90,0,0,0,999,999,9,999999999,0,0,0,88,999,999,99]
[2005,9,8,17,0,"?9?9?9?9E0?9?9?9*9*9?9*9*9?9*9*9?9?9*9*_*9*9*9*9*9",21.9,4.7,32,86340,9999,9999,362,467,703,100,999900,999900,999900,99990,104,2,4,4,999,999,9,999999999,0,0,0,88,999,999,99]
[2005,9,9,4,0,"?9?9?9?9E0?9?9?9*9*9?9*9*9?9*9*9?9?9*9*_*9*9*9*9*9",10.1,5.4,73,86350,9999,9999,328,0,0,0,999900,999900,999900,99990,229,1,9,9,999,999,9,999999999,0,0,0,88,999,999,99]
[2005,9,9,10,0,"?9?9?9?9E0?9?9?9*9*9?9*9*9?9*9*9?9?9*9*_*9*9*9*9*9",15.1,6.9,58,86350,9999,9999,316,211,0,211,999900,999900,999900,99990,55,0,0,0,999,999,9,999999999,0,0,0,88,999,999,99]
[2005,9,9,13,0,"?9?9?9?9E0?9?9?9*9*9?9*9*9?9*9*9?9?9*9*_*9*9*9*9*9",20.399999999999999,4.4000000000000004,35,86350,9999,9999,357,733,601,232,999900,999900,999900,99990,80,0,5,5,999,999,9,999999999,0,0,0,88,999,999,99]
[2005,9,9,24,0,"?9?9?9?9E0?9?9?9*9*9?9*9*9?9*9*9?9?9*9*_*9*9*9*9*9",14.8,10.9,78,86350,9999,9999,350,0,0,0,999900,999900,999900,99990,7,3,8,8,999,999,9,999999999,0,0,0,88,999,999,99]
[2005,9,10,6,0,"?9?9?9?9E0?9?9?9*9*9?9*9*9?9*9*9?9?9*9*_*9*9*9*9*9",11.7,10.1,90,86060,9999,9999,314,0,0,0,999900,999900,999900,99990,230,0,2,2,999,999,9,999999999,0,0,0,88,999,999,99]
[2005,9,10,14,0,"?9?9?9?9E0?9?9?9*9*9?9*9*9?9*9*9?9?9*9*_*9*9*9*9*9",22.3,13.1,56,86060,9999,9999,362,884,773,136,999900,999900,999900,99990,118,1,1,1,999,999,9,999999999,0,0,0,88,999,999,99]
[2005,9,10,23,0,"?9?9?9?9E0?9?9?9*9*9?9*9*9?9*9*9?9?9*9*_*9*9*9*9*9",18.3,11.8,66,86060,9999,9999,346,0,0,0,999900,999900,999900,99990,232,2,2,2,999,999,9,999999999,0,0,0,88,999,999,99]
[2005,9,11,4,0,"?9?9?9?9E0?9?9?9*9*9?9*9*9?9*9*9?9?9*9*_*9*9*9*9*9",13.3,11.5,89,85840,9999,9999,312,0,0,0,999900,999900,999900,99990,101,2,0,0,999,999,9,999999999,0,0,0,88,999,999,99]
[2005,9,11,16,0,"?9?9?9?9E0?9?9?9*9*9?9*9*9?9*9*9?9?9*9*_*9*9*9*9*9",28.4,4.5,22,85840,9999,9999,375,368,480,98,999900,999900,999900,99990,104,5,0,0,999,999,9,999999999,0,0,0,88,999,999,99]
[2005,9,11,21,0,"?9?9?9?9E0?9?9?9*9*9?9*9*9?9?9?9?9?9*9*_*9*9*9*9*9",21.6,2,27,85840,9999,9999,373,0,0,0,999900,999900,999900,99990,270,2,8,8,999,999,9,999999999,0,0,0,88,999,999,99]
[2005,9,12,1,0,"?9?9?9?9E0?9?9?9*9*9?9*9*9?9*9*9?9?9*9*_*9*9*9*9*9",19,-0.8,26,85890,9999,9999,356,0,0,0,999900,999900,999900,99990,77,2,8,8,999,999,9,999999999,0,0,0,88,999,999,99]
[2005,9,12,11,0,"?9?9?9?9E0?9?9?9*9*9?9*9*9?9*9*9?9?9*9*_*9*9*9*9*9",19.399999999999999,4.8,38,85890,9999,9999,352,315,0,315,999900,999900,999900,99990,79,2,5,5,999,999,9,999999999,0,0,0,88,999,999,99]
[2005,9,12,18,0,"?9?9?9?9E0?9?9?9*9*9?9*9*9?9*9*9?9?9*9*_*9*9*9*9*9",26.4,-1.3,16,85890,9999,9999,382,175,0,175,999900,999900,999900,99990,228,7,6,6,999,999,9,999999999,0,0,0,88,999,999,99]
[2005,9,13,1,0,"?9?9?9?9E0?9?9?9*9*9?9*9*9?9*9*9?9?9*9*_*9*9*9*9*9",14.7,4.5999999999999996,51,85840,9999,9999,349,0,0,0,999900,999900,999900,99990,244,2,9,9,999,999,9,999999999,0,0,0,88,999,999,99]
[2005,9,13,11,0,"?9?9?9?9E0?9?9?9*9*9?9*9*9?9*9*9?9?9*9*_*9*9*9*9*9",16.8,4.5,44,85840,9999,9999,337,318,0,318,999900,999900,999900,99990,24,0,4,4,999,999,9,999999999,0,0,0,88,999,999,99]
[2005,9,13,15,0,"?9?9?9?9E0?9?9?9*9*9?9*9*9?9?9?9?9?9*9*_*9*9*9*9*9",28.2,1,17,85840,9999,9999,376,745,763,188,999900,999900,999900,99990,247,3,1,1,999,999,9,999999999,0,0,0,88,999,999,99]
[2005,9,14,4,0,"?9?9?9?9E0?9?9?9*9*9?9*9*9?9*9*9?9?9*9*_*9*9*9*9*9",17.600000000000001,4.7,42,85860,9999,9999,335,0,0,0,999900,999900,999900,99990,342,4,2,2,999,999,9,999999999,0,0,0,88,999,999,99]
[2005,9,14,12,0,"?9?9?9?9E0?9?9?9*9*9?9*9*9?9*9*9?9?9*9*_*9*9*9*9*9",17.100000000000001,5.7,47,85860,9999,9999,342,276,0,276,999900,999900,999900,99990,145,7,5,5,999,999,9,999999999,0,0,0,88,999,999,99]
[2005,9,14,13,0,"?9?9?9?9E0?9?9?9*9*9?9*9*9?9*9*9?9?9*9*_*9*9*9*9*9",16.600000000000001,6.7,52,85860,9999,9999,341,312,0,312,999900,999900,999900,99990,43,7,5,5,999,999,9,999999999,0,0,0,88,999,999,99]
[2005,9,14,22,0,"?9?9?9?9E0?9?9?9*9*9?9*9*9?9*9*9?9?9*9*_*9*9*9*9*9",14.8,5,52,85860,9999,9999,326,0,0,0,999900,999900,999900,99990,199,2,3,3,999,999,9,999999999,0,0,0,88,999,999,99]
[2005,9,15,6,0,"?9?9?9?9E0?9?9?9*9*9?9*9*9?9*9*9?9?9*9*_*9*9*9*9*9",11.5,6.1,69,86140,9999,9999,309,0,0,0,999900,999900,999900,99990,252,2,2,2,999,999,9,999999999,0,0,0,88,999,999,99]
[2005,9,15,12,0,"?9?9?9?9E0?9?9?9*9*9?9*9*9?9*9*9?9?9*9*_*9*9*9*9*9",16.899999999999999,4.3,43,86140,9999,9999,337,371,0,371,999900,999900,999900,99990,213,0,4,4,999,999,9,999999999,0,0,0,88,999,999,99]
[2005,9,15,23,0,"?9?9?9?9E0?9?9?9*9*9?9*9*9?9*9*9?9?9*9*_*9*9*9*9*9",13.5,-1.3,36,86140,9999,9999,321,0,0,0,999900,999900,999900,99990,161,3,6,6,999,999,9,999999999,0,0,0,88,999,999,99]
[2005,9,16,9,0,"?9?9?9?9E0?9?9?9*9*9?9*9*9?9?9?9?9?9*9*_*9*9*9*9*9",9,5.5,79,86100,9999,9999,317,63,0,63,999900,999900,999900,99990,0,0,8,8,999,999,9,999999999,0,0,0,88,999,999,99]
[2005,9,16,16,0,"?9?9?9?9E0?9?9?9*9*9?9*9*9?9*9*9?9?9*9*_*9*9*9*9*9",20.3,7.7,44,86100,9999,9999,367,424,296,265,999900,999900,999900,99990,2,3,7,7,999,999,9,999999999,0,0,0,88,999,999,99]
[2005,9,17,1,0,"?9?9?9?9E0?9?9?9*9*9?9*9*9?9*9*9?9?9*9*_*9*9*9*9*9",11.3,7.9,79,85840,9999,9999,318,0,0,0,999900,999900,999900,99990,106,3,5,5,999,999,9,999999999,0,0,0,88,999,999,99]
[2005,9,17,8,0,"?9?9?9?9E0?9?9?9*9*9?9*9*9?9*9*9?9?9*9*_*9*9*9*9*9",7.7,6.9,95,85840,9999,9999,312,22,62,4,999900,999900,999900,99990,280,1,8,8,999,999,9,999999999,0,0,0,88,999,999,99]
[2005,9,17,10,0,"?9?9?9?9E0?9?9?9*9*9?9*9*9?9*9*9?9?9*9*_*9*9*9*9*9",10.7,8.1999999999999993,84,85840,9999,9999,304,415,590,52,999900,999900,999900,99990,145,2,1,1,999,999,9,999999999,0,0,0,88,999,999,99]
[2005,9,17,22,0,"?9?9?9?9E0?9?9?9*9*9?9*9*9?9*9*9?9?9*9*_*9*9*9*9*9",18,8.6999999999999993,54,85840,9999,9999,353,0,0,0,999900,999900,999900,99990,75,2,6,6,999,999,9,999999999,0,0,0,88,999,999,99]
[2005,9,18,3,0,"?9?9?9?9E0?9?9?9*9*9?9*9*9?9?9?9?9?9*9*_*9*9*9*9*9",14.7,0.7,38,86040,9999,9999,313,0,0,0,999900,999900,999900,99990,22,3,1,1,999,999,9,999999999,0,0,0,88,999,999,99]
[2005,9,18,8,0,"?9?9?9?9E0?9?9?9*9*9?9*9*9?9*9*9?9?9*9*_*9*9*9*9*9",10,-3.6,37,86040,9999,9999,283,29,73,9,999900,999900,999900,99990,66,3,0,0,999,999,9,999999999,0,0,0,88,999,999,99]
[2005,9,18,20,0,"?9?9?9?9E0?9?9?9*9*9?9*9*9?9*9*9?9?9*9*_*9*9*9*9*9",17.100000000000001,-0.5,30,86040,9999,9999,355,0,0,0,999900,999900,999900,99990,229,4,9,9,999,999,9,999999999,0,0,0,88,999,999,99]
[2005,9,19,5,0,"?9?9?9?9E0?9?9?9*9*9?9*9*9?9*9*9?9?9*9*_*9*9*9*9*9",6,-7.4,35,86320,9999,9999,296,0,0,0,999900,999900,999900,99990,66,3,9,9,999,999,9,999999999,0,0,0,88,999,999,99]
[2005,9,19,13,0,"?9?9?9?9E0?9?9?9*9*9?9*9*9?9*9*9?9?9*9*_*9*9*9*9*9",16.899999999999999,-2.4,26,86320,9999,9999,335,853,777,101,999900,999900,999900,99990,291,0,6,6,999,999,9,999999999,0,0,0,88,999,999,99]
[2005,9,19,19,0,"?9?9?9?9E0?9?9?9*9*9?9*9*9?9*9*9?9?9*9*_*9*9*9*9*9",19,-5.6,17,86320,9999,9999,340,129,0,15,999900,999900,999900,99990,201,3,6,6,999,999,9,999999999,0,0,0,88,999,999,99]
[2005,9,19,22,0,"?9?9?9?9E0?9?9?9*9*9?9*9*9?9*9*9?9?9*9*_*9*9*9*9*9",13.6,-3.5,29,86320,9999,9999,316,0,0,0,999900,999900,999900,99990,228,2,5,5,999,999,9,999999999,0,0,0,88,999,999,99]
[2005,9,20,9,0,"?9?9?9?9E0?9?9?9*9*9?9*9*9?9?9?9?9?9*9*_*9*9*9*9*9",9.5,-1.5,45,86240,9999,9999,289,224,421,32,999900,999900,999900,99990,22,1,1,1,999,999,9,999999999,0,0,0,88,999,999,99]
[2005,9,20,15,0,"?9?9?9?9E0?9?9?9*9*9?9*9*9?9?9?9?9?9*9*_*9*9*9*9*9",23.1,0.4,22,86240,9999,9999,368,767,761,172,999900,999900,999900,99990,202,3,6,6,999,999,9,999999999,0,0,0,88,999,999,99]
[2005,9,20,23,0,"?9?9?9?9E0?9?9?9*9*9?9*9*9?9*9*9?9?9*9*_*9*9*9*9*9",17.2,4.3,42,86240,9999,9999,348,0,0,0,999900,999900,999900,99990,163,3,7,7,999,999,9,999999999,0,0,0,88,999,999,99]
[2005,9,21,8,0,"?9?9?9?9E0?9?9?9*9*9?9*9*9?9*9*9?9?9*9*_*9*9*9*9*9",9.4,6.3,81,86180,9999,9999,326,24,71,5,999900,999900,999900,99990,54,2,9,9,999,999,9,999999999,0,0,0,88,999,999,99]
[2005,9,21,16,0,"?9?9?9?9E0?9?9?9*9*9?9*9*9?9*9*9?9?9*9*_*9*9*9*9*9",26.2,-5.2,12,86180,9999,9999,363,642,736,82,999900,999900,999900,99990,86,3,2,2,999,999,9,999999999,0,0,0,88,999,999,99]
[2005,9,22,1,0,"?9?9?9?9E0?9?9?9*9*9?9*9*9?9*9*9?9?9*9*_*9*9*9*9*9",17.100000000000001,0.4,32,86380,9999,9999,356,0,0,0,999900,999900,999900,99990,42,4,9,9,999,999,9,999999999,0,0,0,88,999,999,99]
[2005,9,22,6,0,"?9?9?9?9E0?9?9?9*9*9?9*9*9?9*9*9?9?9*9*_*9*9*9*9*9",8.6999999999999993,-3.3,41,86380,9999,9999,295,0,0,0,999900,999900,999900,99990,268,1,5,5,999,999,9,999999999,0,0,0,88,999,999,99]
[2005,9,22,10,0,"?9?9?9?9E0?9?9?9*9*9?9*9*9?9*9*9?9?9*9*_*9*9*9*9*9",16,1.6,38,86380,9999,9999,320,362,532,43,999900,999900,999900,99990,73,0,1,1,999,999,9,999999999,0,0,0,88,999,999,99]
[2005,9,22,20,0,"?9?9?9?9E0?9?9?9*9*9?9*9*9?9*9*9?9?9*9*_*9*9*9*9*9",20,-3.3,20,86380,9999,9999,358,0,0,0,999900,999900,999900,99990,325,0,8,8,999,999,9,999999999,0,0,0,88,999,999,99]
[2005,9,23,3,0,"?9?9?9?9E0?9?9?9*9*9?9*9*9?9?9?9?9?9*9*_*9*9*9*9*9",10.7,2.2000000000000002,56,86240,9999,9999,312,0,0,0,999900,999900,999900,99990,0,0,6,6,999,999,9,999999999,0,0,0,88,999,999,99]
[2005,9,23,10,0,"?9?9?9?9E0?9?9?9*9*9?9*9*9?9*9*9?9?9*9*_*9*9*9*9*9",14.8,1.8,41,86240,9999,9999,315,382,539,61,999900,999900,999900,99990,209,0,1,1,999,999,9,999999999,0,0,0,88,999,999,99]
[2005,9,23,20,0,"?9?9?9?9E0?9?9?9*9*9?9*9*9?9*9*9?9?9*9*_*9*9*9*9*9",24.3,3.4,26,86240,9999,9999,378,0,0,0,999900,999900,999900,99990,86,2,6,6,999,999,9,999999999,0,0,0,88,999,999,99]
[2005,9,24,3,0,"?9?9?9?9E0?9?9?9*9*9?9*9*9?9?9?9?9?9*9*_*9*9*9*9*9",11.9,4.5999999999999996,61,86290,9999,9999,299,0,0,0,999900,999900,999900,99990,0,0,0,0,999,999,9,999999999,0,0,0,88,999,999,99]
[2005,9,24,13,0,"?9?9?9?9E0?9?9?9*9*9?9*9*9?9*9*9?9?9*9*_*9*9*9*9*9",23,2.1,25,86290,9999,9999,367,460,473,95,999900,999900,999900,99990,88,0,5,5,999,999,9,999999999,0,0,0,88,999,999,99]
[2005,9,24,17,0,"?9?9?9?9E0?9?9?9*9*9?9*9*9?9*9*9?9?9*9*_*9*9*9*9*9",27.2,-7.7,9,86290,9999,9999,360,483,675,63,999900,999900,999900,99990,9,3,1,1,999,999,9,999999999,0,0,0,88,999,999,99]
[2005,9,24,22,0,"?9?9?9?9E0?9?9?9*9*9?9*9*9?9*9*9?9?9*9*_*9*9*9*9*9",18.600000000000001,-2.2000000000000002,24,86290,9999,9999,352,0,0,0,999900,999900,999900,99990,285,2,8,8,999,999,9,999999999,0,0,0,88,999,999,99]
[2005,9,25,7,0,"?9?9?9?9E0?9?9?9*9*9?9*9*9?9*9*9?9?9*9*_*9*9*9*9*9",10.4,2.1,56,86420,9999,9999,308,0,0,0,999900,999900,999900,99990,302,0,5,5,999,999,9,999999999,0,0,0,88,999,999,99]
[2005,9,25,15,0,"?9?9?9?9E0?9?9?9*9*9?9*9*9?9?9?9?9?9*9*_*9*9*9*9*9",27.1,-1.4,15,86420,9999,9999,373,775,760,103,999900,999900,999900,99990,202,2,2,2,999,999,9,999999999,0,0,0,88,999,999,99]
[2005,9,25,24,0,"?9?9?9?9E0?9?9?9*9*9?9*9*9?9*9*9?9?9*9*_*9*9*9*9*9",15.5,0.9,37,86420,9999,9999,327,0,0,0,999900,999900,999900,99990,113,2,4,4,999,999,9,999999999,0,0,0,88,999,999,99]
[2005,9,26,6,0,"?9?9?9?9E0?9?9?9*9*9?9*9*9?9*9*9?9?9*9*_*9*9*9*9*9",10.6,4.8,67,86380,9999,9999,323,0,0,0,999900,999900,999900,99990,3,0,8,8,999,999,9,999999999,0,0,0,88,999,999,99]
[2005,9,26,17,0,"?9?9?9?9E0?9?9?9*9*9?9*9*9?9*9*9?9?9*9*_*9*9*9*9*9",24.2,5.0999999999999996,29,86380,9999,9999,384,337,478,186,999900,999900,999900,99990,338,6,7,7,999,999,9,999999999,0,0,0,88,999,999,99]
[2005,9,26,20,0,"?9?9?9?9E0?9?9?9*9*9?9*9*9?9*9*9?9?9*9*_*9*9*9*9*9",19.600000000000001,4.0999999999999996,36,86380,9999,9999,360,0,0,0,999900,999900,999900,99990,76,6,7,7,999,999,9,999999999,0,0,0,88,999,999,99]
[2005,9,27,2,0,"?9?9?9?9E0?9?9?9*9*9?9*9*9?9*9*9?9?9*9*_*9*9*9*9*9",14.5,6.7,59,86480,9999,9999,313,0,0,0,999900,999900,999900,99990,335,4,0,0,999,999,9,999999999,0,0,0,88,999,999,99]
[2005,9,27,10,0,"?9?9?9?9E0?9?9?9*9*9?9*9*9?9*9*9?9?9*9*_*9*9*9*9*9",13.3,10.5,83,86480,9999,9999,322,84,0,84,999900,999900,999900,99990,163,5,2,2,999,999,9,999999999,0,0,0,88,999,999,99]
[2005,9,27,19,0,"?9?9?9?9E0?9?9?9*9*9?9*9*9?9*9*9?9?9*9*_*9*9*9*9*9",15.4,9.5,68,86480,9999,9999,330,23,0,23,999900,999900,999900,99990,32,7,2,2,999,999,9,999999999,0,0,0,88,999,999,99]
[2005,9,28,3,0,"?9?9?9?9E0?9?9?9*9*9?9*9*9?9?9?9?9?9*9*_*9*9*9*9*9",12.3,9.9,85,86430,9999,9999,322,0,0,0,999900,999900,999900,99990,202,2,4,4,999,999,9,999999999,0,0,0,88,999,999,99]
[2005,9,28,12,0,"?9?9?9?9E0?9?9?9*9*9?9*9*9?9*9*9?9?9*9*_*9*9*9*9*9",16.2,10.199999999999999,68,86430,9999,9999,335,889,636,415,999900,999900,999900,99990,16,0,2,2,999,999,9,999999999,0,0,0,88,999,999,99]
[2005,9,28,17,0,"?9?9?9?9E0?9?9?9*9*9?9*9*9?9*9*9?9?9*9*_*9*9*9*9*9",22.2,11.6,51,86430,9999,9999,382,213,0,213,999900,999900,999900,99990,171,3,7,7,999,999,9,999999999,0,0,0,88,999,999,99]
[2005,9,29,5,0,"?9?9?9?9E0?9?9?9*9*9?9*9*9?9*9*9?9?9*9*_*9*9*9*9*9",12.1,10.1,87,86500,9999,9999,336,0,0,0,999900,999900,999900,99990,344,0,8,8,999,999,9,999999999,0,0,0,88,999,999,99]
[2005,9,29,7,0,"?9?9?9?9E0?9?9?9*9*9?9*9*9?9*9*9?9?9*9*_*9*9*9*9*9",11.4,10.1,92,86500,9999,9999,321,0,0,0,999900,999900,999900,99990,259,0,5,5,999,999,9,999999999,0,0,0,88,999,999,99]
[2005,9,29,14,0,"?9?9?9?9E0?9?9?9*9*9?9*9*9?9*9*9?9?9*9*_*9*9*9*9*9",14.6,11.8,83,86500,9999,9999,337,260,0,260,999900,999900,999900,99990,172,2,5,5,999,999,9,999999999,0,0,0,88,999,999,99]
[2005,9,30,4,0,"?9?9?9?9E0?9?9?9*9*9?9*9*9?9*9*9?9?9*9*_*9*9*9*9*9",11.1,10.5,96,86380,9999,9999,339,0,0,0,999900,999900,999900,99990,30,0,9,9,999,999,9,999999999,0,0,0,88,999,999,99]
[2005,9,30,7,0,"?9?9?9?9E0?9?9?9*9*9?9*9*9?9*9*9?9?9*9*_*9*9*9*9*9",11,11.1,101,86380,9999,9999,308,0,0,0,999900,999900,999900,99990,229,0,1,1,999,999,9,999999999,0,0,0,88,999,999,99]
[2005,9,30,14,0,"?9?9?9?9E0?9?9?9*9*9?9*9*9?9*9*9?9?9*9*_*9*9*9*9*9",20.8,10.7,52,86380,9999,9999,361,400,0,400,999900,999900,999900,99990,41,0,3,3,999,999,9,999999999,0,0,0,88,999,999,99]
[2005,9,30,24,0,"?9?9?9?9E0?9?9?9*9*9?9*9*9?9*9*9?9?9*9*_*9*9*9*9*9",17.600000000000001,15.8,89,86380,9999,9999,377,0,0,0,999900,999900,999900,99990,63,5,9,9,999,999,9,999999999,0,0,0,88,999,999,99]
[2005,10,1,4,0,"?9?9?9?9E0?9?9?9*9*9?9*9*9?9*9*9?9?9*9*_*9*9*9*9*9",10.199999999999999,10,98,86680,9999,9999,311,0,0,0,999900,999900,999900,99990,355,5,3,3,999,999,9,999999999,0,0,0,88,999,999,99]
[2005,10,1,17,0,"?9?9?9?9E0?9?9?9*9*9?9*9*9?9*9*9?9?9*9*_*9*9*9*9*9",8.4,3.1,69,86680,9999,9999,318,168,0,168,999900,999900,999900,99990,209,7,9,9,999,999,9,999999999,0,0,0,88,999,999,99]
[2005,10,2,1,0,"?9?9?9?9E0?9?9?9*9*9?9*9*9?9*9*9?9?9*9*_*9*9*9*9*9",4.3,2,85,87150,9999,9999,278,0,0,0,999900,999900,999900,99990,180,4,3,3,999,999,9,999999999,0,0,0,88,999,999,99]
[2005,10,2,2,0,"?9?9?9?9E0?9?9?9*9*9?9*9*9?9*9*9?9?9*9*_*9*9*9*9*9",3.8,2,88,87150,9999,9999,273,0,0,0,999900,999900,999900,99990,149,4,2,2,999,999,9,999999999,0,0,0,88,999,999,99]
[2005,10,2,15,0,"?9?9?9?9E0?9?9?9*9*9?9*9*9?9?9?9?9?9*9*_*9*9*9*9*9",10.6,-0.9,44,87150,9999,9999,298,875,757,129,999900,999900,999900,99990,247,2,2,2,999,999,9,999999999,0,0,0,88,999,999,99]
[2005,10,2,19,0,"?9?9?9?9E0?9?9?9*9*9?9*9*9?9*9*9?9?9*9*_*9*9*9*9*9",9.6,2.4,60,87150,9999,9999,297,95,0,14,999900,999900,999900,99990,36,2,2,2,999,999,9,999999999,0,0,0,88,999,999,99]
[2005,10,3,1,0,"?9?9?9?9E0?9?9?9*9*9?9*9*9?9*9*9?9?9*9*_*9*9*9*9*9",5.8,2.7,80,86840,9999,9999,282,0,0,0,999900,999900,999900,99990,221,2,2,2,999,999,9,999999999,0,0,0,88,999,999,99]
[2005,10,3,12,0,"?9?9?9?9E0?9?9?9*9*9?9*9*9?9*9*9?9?9*9*_*9*9*9*9*9",10.9,2.8,57,86840,9999,9999,308,700,776,91,999900,999900,999900,99990,298,3,4,4,999,999,9,999999999,0,0,0,88,999,999,99]
[2005,10,3,22,0,"?9?9?9?9E0?9?9?9*9*9?9*9*9?9*9*9?9?9*9*_*9*9*9*9*9",9.8000000000000007,0.2,51,86840,9999,9999,321,0,0,0,999900,999900,999900,99990,194,3,9,9,999,999,9,999999999,0,0,0,88,999,999,99]
[2005,10,4,5,0,"?9?9?9?9E0?9?9?9*9*9?9*9*9?9*9*9?9?9*9*_*9*9*9*9*9",2.1,-2.7,69,86980,9999,9999,279,0,0,0,999900,999900,999900,99990,44,2,8,8,999,999,9,999999999,0,0,0,88,999,999,99]
[2005,10,4,14,0,"?9?9?9?9E0?9?9?9*9*9?9*9*9?9*9*9?9?9*9*_*9*9*9*9*9",9.9,-4.8,33,86980,9999,9999,304,760,771,93,999900,999900,999900,99990,61,0,7,7,999,999,9,999999999,0,0,0,88,999,999,99]
[2005,10,4,21,0,"?9?9?9?9E0?9?9?9*9*9?9*9*9?9?9?9?9?9*9*_*9*9*9*9*9",8.1999999999999993,-1.5,50,86980,9999,9999,287,0,0,0,999900,999900,999900,99990,315,2,2,2,999,999,9,999999999,0,0,0,88,999,999,99]
[2005,10,4,23,0,"?9?9?9?9E0?9?9?9*9*9?9*9*9?9*9*9?9?9*9*_*9*9*9*9*9",6.2,-2.2000000000000002,54,86980,9999,9999,291,0,0,0,999900,999900,999900,99990,104,2,7,7,999,999,9,999999999,0,0,0,88,999,999,99]
[2005,10,5,11,0,"?9?9?9?9E0?9?9?9*9*9?9*9*9?9*9*9?9?9*9*_*9*9*9*9*9",5,-4.7,47,87170,9999,9999,281,538,701,77,999900,999900,999900,99990,184,1,6,6,999,999,9,999999999,0,0,0,88,999,999,99]
[2005,10,5,16,0,"?9?9?9?9E0?9?9?9*9*9?9*9*9?9*9*9?9?9*9*_*9*9*9*9*9",10.4,-7.9,25,87170,9999,9999,292,643,723,93,999900,999900,999900,99990,247,2,3,3,999,999,9,999999999,0,0,0,88,999,999,99]
[2005,10,6,1,0,"?9?9?9?9E0?9?9?9*9*9?9*9*9?9*9*9?9?9*9*_*9*9*9*9*9",4.4000000000000004,-3.4,55,86900,9999,9999,270,0,0,0,999900,999900,999900,99990,169,2,2,2,999,999,9,999999999,0,0,0,88,999,999,99]
[2005,10,6,9,0,"?9?9?9?9E0?9?9?9*9*9?9*9*9?9?9?9?9?9*9*_*9*9*9*9*9",3.2,-0.4,77,86900,9999,9999,260,118,222,29,999900,999900,999900,99990,0,0,0,0,999,999,9,999999999,0,0,0,88,999,999,99]
[2005,10,6,15,0,"?9?9?9?9E0?9?9?9*9*9?9*9*9?9?9?9?9?9*9*_*9*9*9*9*9",15.5,3.2,44,86900,9999,9999,335,644,755,105,999900,999900,999900,99990,292,1,6,6,999,999,9,999999999,0,0,0,88,999,999,99]
[2005,10,7,2,0,"?9?9?9?9E0?9?9?9*9*9?9*9*9?9*9*9?9?9*9*_*9*9*9*9*9",7.6,2.4,70,86850,9999,9999,296,0,0,0,999900,999900,999900,99990,198,1,5,5,999,999,9,999999999,0,0,0,88,999,999,99]
[2005,10,7,8,0,"?9?9?9?9E0?9?9?9*9*9?9*9*9?9*9*9?9?9*9*_*9*9*9*9*9",2.6,1.6,93,86850,9999,9999,273,0,0,0,999900,999900,999900,99990,320,1,4,4,999,999,9,999999999,0,0,0,88,999,999,99]
[2005,10,7,11,0,"?9?9?9?9E0?9?9?9*9*9?9*9*9?9*9*9?9?9*9*_*9*9*9*9*9",9.1,4.0999999999999996,71,86850,9999,9999,297,290,352,62,999900,999900,999900,99990,107,0,2,2,999,999,9,999999999,0,0,0,88,999,999,99]
[2005,10,7,22,0,"?9?9?9?9E0?9?9?9*9*9?9*9*9?9*9*9?9?9*9*_*9*9*9*9*9",10.3,0.8,52,86850,9999,9999,306,0,0,0,999900,999900,999900,99990,67,2,5,5,999,999,9,999999999,0,0,0,88,999,999,99]
[2005,10,8,4,0,"?9?9?9?9E0?9?9?9*9*9?9*9*9?9*9*9?9?9*9*_*9*9*9*9*9",5.0999999999999996,2.5,83,86860,9999,9999,288,0,0,0,999900,999900,999900,99990,87,0,6,6,999,999,9,999999999,0,0,0,88,999,999,99]
[2005,10,8,12,0,"?9?9?9?9E0?9?9?9*9*9?9*9*9?9*9*9?9?9*9*_*9*9*9*9*9",13.5,1.8,45,86860,9999,9999,324,632,775,78,999900,999900,999900,99990,240,1,6,6,999,999,9,999999999,0,0,0,88,999,999,99]
[2005,10,8,21,0,"?9?9?9?9E0?9?9?9*9*9?9*9*9?9?9?9?9?9*9*_*9*9*9*9*9",12.1,1.6,48,86860,9999,9999,307,0,0,0,999900,999900,999900,99990,0,0,2,2,999,999,9,999999999,0,0,0,88,999,999,99]
[2005,10,9,2,0,"?9?9?9?9E0?9?9?9*9*9?9*9*9?9*9*9?9?9*9*_*9*9*9*9*9",8.6,-0.5,53,86560,9999,9999,315,0,0,0,999900,999900,999900,99990,117,0,9,9,999,999,9,999999999,0,0,0,88,999,999,99]
[2005,10,9,14,0,"?9?9?9?9E0?9?9?9*9*9?9*9*9?9*9*9?9?9*9*_*9*9*9*9*9",18.5,-3,22,86560,9999,9999,330,701,769,168,999900,999900,999900,99990,240,2,2,2,999,999,9,999999999,0,0,0,88,999,999,99]
[2005,10,9,19,0,"?9?9?9?9E0?9?9?9*9*9?9*9*9?9*9*9?9?9*9*_*9*9*9*9*9",17.899999999999999,-3.6,22,86560,9999,9999,338,55,0,9,999900,999900,999900,99990,240,5,6,6,999,999,9,999999999,0,0,0,88,999,999,99]
[2005,10,9,23,0,"?9?9?9?9E0?9?9?9*9*9?9*9*9?9*9*9?9?9*9*_*9*9*9*9*9",12.6,-0.4,41,86560,9999,9999,315,0,0,0,999900,999900,999900,99990,102,0,5,5,999,999,9,999999999,0,0,0,88,999,999,99]
[2005,10,10,9,0,"?9?9?9?9E0?9?9?9*9*9?9*9*9?9?9?9?9?9*9*_*9*9*9*9*9",8.4,3.2,70,86300,9999,9999,289,67,137,14,999900,999900,999900,99990,247,3,1,1,999,999,9,999999999,0,0,0,88,999,999,99]
[2005,10,10,16,0,"?9?9?9?9E0?9?9?9*9*9?9*9*9?9*9*9?9?9*9*_*9*9*9*9*9",22.2,-6.1,14,86300,9999,9999,346,589,717,79,999900,999900,999900,99990,353,4,3,3,999,999,9,999999999,0,0,0,88,999,999,99]
[2005,10,10,23,0,"?9?9?9?9E0?9?9?9*9*9?9*9*9?9*9*9?9?9*9*_*9*9*9*9*9",13.5,-1.5,35,86300,9999,9999,315,0,0,0,999900,999900,999900,99990,42,2,4,4,999,999,9,999999999,0,0,0,88,999,999,99]
[2005,10,11,9,0,"?9?9?9?9E0?9?9?9*9*9?9*9*9?9?9?9?9?9*9*_*9*9*9*9*9",8.1,6.1,87,86210,9999,9999,300,63,128,14,999900,999900,999900,99990,0,0,4,4,999,999,9,999999999,0,0,0,88,999,999,99]
[2005,10,11,13,0,"?9?9?9?9E0?9?9?9*9*9?9*9*9?9*9*9?9?9*9*_*9*9*9*9*9",18.3,7.9,51,86210,9999,9999,331,700,775,100,999900,999900,999900,99990,193,0,0,0,999,999,9,999999999,0,0,0,88,999,999,99]
[2005,10,12,2,0,"?9?9?9?9E0?9?9?9*9*9?9*9*9?9*9*9?9?9*9*_*9*9*9*9*9",11.4,8.1,80,86130,9999,9999,311,0,0,0,999900,999900,999900,99990,67,3,2,2,999,999,9,999999999,0,0,0,88,999,999,99]
[2005,10,12,3,0,"?9?9?9?9E0?9?9?9*9*9?9*9*9?9?9?9?9?9*9*_*9*9*9*9*9",10.6,8.1999999999999993,85,86130,9999,9999,315,0,0,0,999900,999900,999900,99990,225,1,5,5,999,999,9,999999999,0,0,0,88,999,999,99]
[2005,10,12,11,0,"?9?9?9?9E0?9?9?9*9*9?9*9*9?9*9*9?9?9*9*_*9*9*9*9*9",14.7,10,74,86130,9999,9999,339,463,634,66,999900,999900,999900,99990,175,0,6,6,999,999,9,999999999,0,0,0,88,999,999,99]
[2005,10,12,20,0,"?9?9?9?9E0?9?9?9*9*9?9*9*9?9*9*9?9?9*9*_*9*9*9*9*9",18.399999999999999,9.6,57,86130,9999,9999,374,0,0,0,999900,999900,999900,99990,125,6,9,9,999,999,9,999999999,0,0,0,88,999,999,99]
[2005,10,13,2,0,"?9?9?9?9E0?9?9?9*9*9?9*9*9?9*9*9?9?9*9*_*9*9*9*9*9",13.8,6.1,60,86280,9999,9999,334,0,0,0,999900,999900,999900,99990,302,2,7,7,999,999,9,999999999,0,0,0,88,999,999,99]
[2005,10,13,13,0,"?9?9?9?9E0?9?9?9*9*9?9*9*9?9*9*9?9?9*9*_*9*9*9*9*9",14.3,4.4000000000000004,51,86280,9999,9999,319,719,775,130,999900,999900,999900,99990,110,3,2,2,999,999,9,999999999,0,0,0,88,999,999,99]
[2005,10,13,19,0,"?9?9?9?9E0?9?9?9*9*9?9*9*9?9*9*9?9?9*9*_*9*9*9*9*9",13.1,4.4000000000000004,55,86280,9999,9999,318,23,0,6,999900,999900,999900,99990,70,4,3,3,999,999,9,999999999,0,0,0,88,999,999,99]
[2005,10,14,6,0,"?9?9?9?9E0?9?9?9*9*9?9*9*9?9*9*9?9?9*9*_*9*9*9*9*9",4.8,1.6,80,86220,9999,9999,282,0,0,0,999900,999900,999900,99990,333,2,4,4,999,999,9,999999999,0,0,0,88,999,999,99]
[2005,10,14,9,0,"?9?9?9?9E0?9?9?9*9*9?9*9*9?9?9?9?9?9*9*_*9*9*9*9*9",5.8,3.3,84,86220,9999,9999,296,58,124,12,999900,999900,999900,99990,0,0,7,7,999,999,9,999999999,0,0,0,88,999,999,99]
[2005,10,14,15,0,"?9?9?9?9E0?9?9?9*9*9?9*9*9?9?9?9?9?9*9*_*9*9*9*9*9",15.1,0.3,36,86220,9999,9999,314,666,750,88,999900,999900,999900,99990,157,1,1,1,999,999,9,999999999,0,0,0,88,999,999,99]
[2005,10,14,23,0,"?9?9?9?9E0?9?9?9*9*9?9*9*9?9*9*9?9?9*9*_*9*9*9*9*9",10.9,1.7,53,86220,9999,9999,321,0,0,0,999900,999900,999900,99990,14,3,8,8,999,999,9,999999999,0,0,0,88,999,999,99]
[2005,10,15,8,0,"?9?9?9?9E0?9?9?9*9*9?9*9*9?9*9*9?9?9*9*_*9*9*9*9*9",4.9000000000000004,2.9,87,86190,9999,9999,288,0,0,0,999900,999900,999900,99990,348,0,6,6,999,999,9,999999999,0,0,0,88,999,999,99]
[2005,10,15,20,0,"?9?9?9?9E0?9?9?9*9*9?9*9*9?9*9*9?9?9*9*_*9*9*9*9*9",16.399999999999999,3.1,41,86190,9999,9999,317,0,0,0,999900,999900,999900,99990,197,2,0,0,999,999,9,999999999,0,0,0,88,999,999,99]
[2005,10,16,1,0,"?9?9?9?9E0?9?9?9*9*9?9*9*9?9*9*9?9?9*9*_*9*9*9*9*9",12.4,5.4,62,86370,9999,9999,315,0,0,0,999900,999900,999900,99990,116,2,3,3,999,999,9,999999999,0,0,0,88,999,999,99]
[2005,10,16,6,0,"?9?9?9?9E0?9?9?9*9*9?9*9*9?9*9*9?9?9*9*_*9*9*9*9*9",7.7,5.5,86,86370,9999,9999,298,0,0,0,999900,999900,999900,99990,233,0,4,4,999,999,9,999999999,0,0,0,88,999,999,99]
[2005,10,16,18,0,"?9?9?9?9E0?9?9?9*9*9?9*9*9?9*9*9?9?9*9*_*9*9*9*9*9",16.100000000000001,-1.9,28,86370,9999,9999,316,152,178,59,999900,999900,999900,99990,142,11,1,1,999,999,9,999999999,0,0,0,88,999,999,99]
[2005,10,16,20,0,"?9?9?9?9E0?9?9?9*9*9?9*9*9?9*9*9?9?9*9*_*9*9*9*9*9",12.8,-0.1,41,86370,9999,9999,298,0,0,0,999900,999900,999900,99990,251,11,0,0,999,999,9,999999999,0,0,0,88,999,999,99]
[2005,10,17,3,0,"?9?9?9?9E0?9?9?9*9*9?9*9*9?9?9?9?9?9*9*_*9*9*9*9*9",5.2,1.1000000000000001,75,86840,9999,9999,269,0,0,0,999900,999900,999900,99990,0,0,0,0,999,999,9,999999999,0,0,0,88,999,999,99]
[2005,10,17,17,0,"?9?9?9?9E0?9?9?9*9*9?9*9*9?9*9*9?9?9*9*_*9*9*9*9*9",14.7,-3.3,28,86840,9999,9999,333,362,592,43,999900,999900,999900,99990,354,3,8,8,999,999,9,999999999,0,0,0,88,999,999,99]
[2005,10,17,20,0,"?9?9?9?9E0?9?9?9*9*9?9*9*9?9*9*9?9?9*9*_*9*9*9*9*9",12.2,-3.4,32,86840,9999,9999,292,0,0,0,999900,999900,999900,99990,248,3,0,0,999,999,9,999999999,0,0,0,88,999,999,99]
[2005,10,18,7,0,"?9?9?9?9E0?9?9?9*9*9?9*9*9?9*9*9?9?9*9*_*9*9*9*9*9",1.7,-1.5,78,86730,9999,9999,264,0,0,0,999900,999900,999900,99990,288,1,3,3,999,999,9,999999999,0,0,0,88,999,999,99]
[2005,10,18,13,0,"?9?9?9?9E0?9?9?9*9*9?9*9*9?9*9*9?9?9*9*_*9*9*9*9*9",13.4,0.4,41,86730,9999,9999,311,358,0,358,999900,999900,999900,99990,166,2,2,2,999,999,9,999999999,0,0,0,88,999,999,99]
[2005,10,18,21,0,"?9?9?9?9E0?9?9?9*9*9?9*9*9?9?9?9?9?9*9*_*9*9*9*9*9",12.3,3.9,57,86730,9999,9999,321,0,0,0,999900,999900,999900,99990,157,5,6,6,999,999,9,999999999,0,0,0,88,999,999,99]
[2005,10,19,6,0,"?9?9?9?9E0?9?9?9*9*9?9*9*9?9*9*9?9?9*9*_*9*9*9*9*9",8.6,4.3,74,86500,9999,9999,298,0,0,0,999900,999900,999900,99990,64,7,3,3,999,999,9,999999999,0,0,0,88,999,999,99]
[2005,10,19,14,0,"?9?9?9?9E0?9?9?9*9*9?9*9*9?9*9*9?9?9*9*_*9*9*9*9*9",8.4,6.1,85,86500,9999,9999,304,265,0,265,999900,999900,999900,99990,44,8,5,5,999,999,9,999999999,0,0,0,88,999,999,99]
[2005,10,19,15,0,"?9?9?9?9E0?9?9?9*9*9?9*9*9?9?9?9?9?9*9*_*9*9*9*9*9",8.4,6.2,86,86500,9999,9999,287,244,0,244,999900,999900,999900,99990,180,9,0,0,999,999,9,999999999,0,0,0,88,999,999,99]
[2005,10,20,4,0,"?9?9?9?9E0?9?9?9*9*9?9*9*9?9*9*9?9?9*9*_*9*9*9*9*9",6.8,6,95,86420,9999,9999,285,0,0,0,999900,999900,999900,99990,223,3,1,1,999,999,9,999999999,0,0,0,88,999,999,99]
[2005,10,20,8,0,"?9?9?9?9E0?9?9?9*9*9?9*9*9?9*9*9?9?9*9*_*9*9*9*9*9",7.1,6.4,95,86420,9999,9999,304,0,0,0,999900,999900,999900,99990,277,3,7,7,999,999,9,999999999,0,0,0,88,999,999,99]
[2005,10,20,18,0,"?9?9?9?9E0?9?9?9*9*9?9*9*9?9*9*9?9?9*9*_*9*9*9*9*9",13.3,7.9,70,86420,9999,9999,327,51,0,51,999900,999900,999900,99990,40,2,5,5,999,999,9,999999999,0,0,0,88,999,999,99]
[2005,10,21,1,0,"?9?9?9?9E0?9?9?9*9*9?9*9*9?9*9*9?9?9*9*_*9*9*9*9*9",9.8000000000000007,8.4,91,86700,9999,9999,294,0,0,0,999900,999900,999900,99990,101,4,0,0,999,999,9,999999999,0,0,0,88,999,999,99]
[2005,10,21,8,0,"?9?9?9?9E0?9?9?9*9*9?9*9*9?9*9*9?9?9*9*_*9*9*9*9*9",8.5,6.9,90,86700,9999,9999,316,0,0,0,999900,999900,999900,99990,266,2,8,8,999,999,9,999999999,0,0,0,88,999,999,99]
[2005,10,21,18,0,"?9?9?9?9E0?9?9?9*9*9?9*9*9?9*9*9?9?9*9*_*9*9*9*9*9",6.3,4.5,88,86700,9999,9999,276,67,0,67,999900,999900,999900,99990,209,5,0,0,999,999,9,999999999,0,0,0,88,999,999,99]
[2005,10,22,3,0,"?9?9?9?9E0?9?9?9*9*9?9*9*9?9?9?9?9?9*9*_*9*9*9*9*9",6.7,5,89,87060,9999,9999,279,0,0,0,999900,999900,999900,99990,0,0,0,0,999,999,9,999999999,0,0,0,88,999,999,99]
[2005,10,22,7,0,"?9?9?9?9E0?9?9?9*9*9?9*9*9?9*9*9?9?9*9*_*9*9*9*9*9",4.7,3.4,91,87060,9999,9999,302,0,0,0,999900,999900,999900,99990,244,0,9,9,999,999,9,999999999,0,0,0,88,999,999,99]
[2005,10,22,12,0,"?9?9?9?9E0?9?9?9*9*9?9*9*9?9*9*9?9?9*9*_*9*9*9*9*9",7.1,-1.4,54,87060,9999,9999,279,284,152,187,999900,999900,999900,99990,194,0,1,1,999,999,9,999999999,0,0,0,88,999,999,99]
[2005,10,22,21,0,"?9?9?9?9E0?9?9?9*9*9?9*9*9?9?9?9?9?9*9*_*9*9*9*9*9",6.6,-4.7,42,87060,9999,9999,295,0,0,0,999900,999900,999900,99990,315,3,8,8,999,999,9,999999999,0,0,0,88,999,999,99]
[2005,10,23,5,0,"?9?9?9?9E0?9?9?9*9*9?9*9*9?9*9*9?9?9*9*_*9*9*9*9*9",0.9,-6.3,55,87440,9999,9999,276,0,0,0,999900,999900,999900,99990,98,3,9,9,999,999,9,999999999,0,0,0,88,999,999,99]
[2005,10,23,14,0,"?9?9?9?9E0?9?9?9*9*9?9*9*9?9*9*9?9?9*9*_*9*9*9*9*9",8.6999999999999993,-10.1,23,87440,9999,9999,288,751,764,104,999900,999900,999900,99990,318,3,5,5,999,999,9,999999999,0,0,0,88,999,999,99]
[2005,10,23,22,0,"?9?9?9?9E0?9?9?9*9*9?9*9*9?9*9*9?9?9*9*_*9*9*9*9*9",3.1,-8,41,87440,9999,9999,283,0,0,0,999900,999900,999900,99990,216,3,9,9,999,999,9,999999999,0,0,0,88,999,999,99]
[2005,10,24,4,0,"?9?9?9?9E0?9?9?9*9*9?9*9*9?9*9*9?9?9*9*_*9*9*9*9*9",-1.5,-6.2,67,87520,9999,9999,237,0,0,0,999900,999900,999900,99990,128,0,0,0,999,999,9,999999999,0,0,0,88,999,999,99]
[2005,10,24,15,0,"?9?9?9?9E0?9?9?9*9*9?9*9*9?9?9?9?9?9*9*_*9*9*9*9*9",9.9,-11.2,19,87520,9999,9999,284,357,587,74,999900,999900,999900,99990,292,5,2,2,999,999,9,999999999,0,0,0,88,999,999,99]
[2005,10,24,18,0,"?9?9?9?9E0?9?9?9*9*9?9*9*9?9*9*9?9?9*9*_*9*9*9*9*9",9.6999999999999993,-7.5,27,87520,9999,9999,292,169,0,22,999900,999900,999900,99990,81,5,4,4,999,999,9,999999999,0,0,0,88,999,999,99]
[2005,10,24,24,0,"?9?9?9?9E0?9?9?9*9*9?9*9*9?9*9*9?9?9*9*_*9*9*9*9*9",1.4,-4.4000000000000004,62,87520,9999,9999,267,0,0,0,999900,999900,999900,99990,4,0,6,6,999,999,9,999999999,0,0,0,88,999,999,99]
[2005,10,25,8,0,"?9?9?9?9E0?9?9?9*9*9?9*9*9?9*9*9?9?9*9*_*9*9*9*9*9",-0.5,-3.8,76,87120,9999,9999,248,0,0,0,999900,999900,999900,99990,107,0,1,1,999,999,9,999999999,0,0,0,88,999,999,99]
[2005,10,25,17,0,"?9?9?9?9E0?9?9?9*9*9?9*9*9?9*9*9?9?9*9*_*9*9*9*9*9",14.7,-12.5,12,87120,9999,9999,310,297,545,50,999900,999900,999900,99990,107,2,5,5,999,999,9,999999999,0,0,0,88,999,999,99]
[2005,10,26,1,0,"?9?9?9?9E0?9?9?9*9*9?9*9*9?9*9*9?9?9*9*_*9*9*9*9*9",2.5,-4.0999999999999996,59,86870,9999,9999,285,0,0,0,999900,999900,999900,99990,192,0,9,9,999,999,9,999999999,0,0,0,88,999,999,99]
[2005,10,26,10,0,"?9?9?9?9E0?9?9?9*9*9?9*9*9?9*9*9?9?9*9*_*9*9*9*9*9",4.8,-2.8,56,86870,9999,9999,277,119,83,81,999900,999900,999900,99990,85,1,4,4,999,999,9,999999999,0,0,0,88,999,999,99]
[2005,10,26,15,0,"?9?9?9?9E0?9?9?9*9*9?9*9*9?9?9?9?9?9*9*_*9*9*9*9*9",11.5,-7.3,24,86870,9999,9999,308,320,219,217,999900,999900,999900,99990,180,4,7,7,999,999,9,999999999,0,0,0,88,999,999,99]
[2005,10,27,3,0,"?9?9?9?9E0?9?9?9*9*9?9*9*9?9?9?9?9?9*9*_*9*9*9*9*9",2.5,-2.2000000000000002,70,86620,9999,9999,267,0,0,0,999900,999900,999900,99990,0,0,3,3,999,999,9,999999999,0,0,0,88,999,999,99]
[2005,10,27,5,0,"?9?9?9?9E0?9?9?9*9*9?9*9*9?9*9*9?9?9*9*_*9*9*9*9*9",1.6,-2.1,74,86620,9999,9999,267,0,0,0,999900,999900,999900,99990,301,0,5,5,999,999,9,999999999,0,0,0,88,999,999,99]
[2005,10,27,12,0,"?9?9?9?9E0?9?9?9*9*9?9*9*9?9*9*9?9?9*9*_*9*9*9*9*9",14.1,0.8,40,86620,9999,9999,315,550,762,83,999900,999900,999900,99990,191,1,2,2,999,999,9,999999999,0,0,0,88,999,999,99]
[2005,10,27,19,0,"?9?9?9?9E0?9?9?9*9*9?9*9*9?9*9*9?9?9*9*_*9*9*9*9*9",11.6,-1.4,40,86620,9999,9999,327,3,0,0,999900,999900,999900,99990,313,2,9,9,999,999,9,999999999,0,0,0,88,999,999,99]
[2005,10,28,5,0,"?9?9?9?9E0?9?9?9*9*9?9*9*9?9*9*9?9?9*9*_*9*9*9*9*9",1.7,-1,81,86600,9999,9999,265,0,0,0,999900,999900,999900,99990,193,0,3,3,999,999,9,999999999,0,0,0,88,999,999,99]
[2005,10,28,12,0,"?9?9?9?9E0?9?9?9*9*9?9*9*9?9*9*9?9?9*9*_*9*9*9*9*9",8.1,-1.8,49,86600,9999,9999,287,272,0,272,999900,999900,999900,99990,171,1,2,2,999,999,9,999999999,0,0,0,88,999,999,99]
[2005,10,28,22,0,"?9?9?9?9E0?9?9?9*9*9?9*9*9?9*9*9?9?9*9*_*9*9*9*9*9",2.8,-10.8,32,86600,9999,9999,253,0,0,0,999900,999900,999900,99990,336,7,1,1,999,999,9,999999999,0,0,0,88,999,999,99]
[2005,10,29,2,0,"?9?9?9?9E0?9?9?9*9*9?9*9*9?9*9*9?9?9*9*_*9*9*9*9*9",-0.1,-9.1,46,86760,9999,9999,248,0,0,0,999900,999900,999900,99990,312,7,2,2,999,999,9,999999999,0,0,0,88,999,999,99]
[2005,10,29,15,0,"?9?9?9?9E0?9?9?9*9*9?9*9*9?9?9?9?9?9*9*_*9*9*9*9*9",8,-13.2,18,86760,9999,9999,270,625,738,88,999900,999900,999900,99990,337,7,1,1,999,999,9,999999999,0,0,0,88,999,999,99]
[2005,10,29,16,0,"?9?9?9?9E0?9?9?9*9*9?9*9*9?9*9*9?9?9*9*_*9*9*9*9*9",8.4,-12.7,18,86760,9999,9999,267,500,685,71,999900,999900,999900,99990,281,7,0,0,999,999,9,999999999,0,0,0,88,999,999,99]
[2005,10,29,24,0,"?9?9?9?9E0?9?9?9*9*9?9*9*9?9*9*9?9?9*9*_*9*9*9*9*9",0.2,-9.4,44,86760,9999,9999,260,0,0,0,999900,999900,999900,99990,156,3,7,7,999,999,9,999999999,0,0,0,88,999,999,99]
[2005,10,30,9,0,"?9?9?9?9E0?9?9?9*9*9?9*9*9?9?9?9?9?9*9*_*9*9*9*9*9",-0.9,-11.3,41,86750,9999,9999,254,47,113,12,999900,999900,999900,99990,292,7,7,7,999,999,9,999999999,0,0,0,88,999,999,99]
[2005,10,30,15,0,"?9?9?9?9E0?9?9?9*9*9?9*9*9?9?9?9?9?9*9*_*9*9*9*9*9",3.7,-9.8000000000000007,33,86750,9999,9999,258,589,737,100,999900,999900,999900,99990,337,10,1,1,999,999,9,999999999,0,0,0,88,999,999,99]
[2005,10,31,2,0,"?9?9?9?9E0?9?9?9*9*9?9*9*9?9*9*9?9?9*9*_*9*9*9*9*9",-2.5,-13.4,38,86840,9999,9999,232,0,0,0,999900,999900,999900,99990,201,3,1,1,999,999,9,999999999,0,0,0,88,999,999,99]
[2005,10,31,12,0,"?9?9?9?9E0?9?9?9*9*9?9*9*9?9*9*9?9?9*9*_*9*9*9*9*9",4.2,-11.9,27,86840,9999,9999,284,504,742,63,999900,999900,999900,99990,234,2,9,9,999,999,9,999999999,0,0,0,88,999,999,99]
[2005,10,31,19,0,"?9?9?9?9E0?9?9?9*9*9?9*9*9?9*9*9?9?9*9*_*9*9*9*9*9",4.0999999999999996,-12.2,26,86840,9999,9999,283,0,0,0,999900,999900,999900,99990,294,6,9,9,999,999,9,999999999,0,0,0,88,999,999,99]
[2005,11,1,2,0,"?9?9?9?9E0?9?9?9*9*9?9*9*9?9*9*9?9?9*9*_*9*9*9*9*9",-4.3,-11.1,55,87020,9999,9999,237,0,0,0,999900,999900,999900,99990,249,2,5,5,999,999,9,999999999,0,0,0,88,999,999,99]
[2005,11,1,4,0,"?9?9?9?9E0?9?9?9*9*9?9*9*9?9*9*9?9?9*9*_*9*9*9*9*9",-5.2,-10.9,61,87020,9999,9999,239,0,0,0,999900,999900,999900,99990,215,2,7,7,999,999,9,999999999,0,0,0,88,999,999,99]
[2005,11,1,12,0,"?9?9?9?9E0?9?9?9*9*9?9*9*9?9*9*9?9?9*9*_*9*9*9*9*9",1.1000000000000001,-7.8,47,87020,9999,9999,262,542,769,43,999900,999900,999900,99990,346,1,6,6,999,999,9,999999999,0,0,0,88,999,999,99]
[2005,11,1,21,0,"?9?9?9?9E0?9?9?9*9*9?9*9*9?9?9?9?9?9*9*_*9*9*9*9*9",2.8,-7.2,44,87020,9999,9999,263,0,0,0,999900,999900,999900,99990,337,2,3,3,999,999,9,999999999,0,0,0,88,999,999,99]
[2005,11,2,9,0,"?9?9?9?9E0?9?9?9*9*9?9*9*9?9?9?9?9?9*9*_*9*9*9*9*9",-4.2,-8.3000000000000007,70,86990,9999,9999,245,43,131,4,999900,999900,999900,99990,0,0,7,7,999,999,9,999999999,0,0,0,88,999,999,99]
[2005,11,2,14,0,"?9?9?9?9E0?9?9?9*9*9?9*9*9?9*9*9?9?9*9*_*9*9*9*9*9",8.6,-7.7,29,86990,9999,9999,288,631,759,64,999900,999900,999900,99990,137,0,4,4,999,999,9,999999999,0,0,0,88,999,999,99]
[2005,11,2,23,0,"?9?9?9?9E0?9?9?9*9*9?9*9*9?9*9*9?9?9*9*_*9*9*9*9*9",3.2,-9.3000000000000007,36,86990,9999,9999,276,0,0,0,999900,999900,999900,99990,354,3,8,8,999,999,9,999999999,0,0,0,88,999,999,99]
[2005,11,3,7,0,"?9?9?9?9E0?9?9?9*9*9?9*9*9?9*9*9?9?9*9*_*9*9*9*9*9",-2.7,-9.1,58,86820,9999,9999,235,0,0,0,999900,999900,999900,99990,233,1,1,1,999,999,9,999999999,0,0,0,88,999,999,99]
[2005,11,3,13,0,"?9?9?9?9E0?9?9?9*9*9?9*9*9?9*9*9?9?9*9*_*9*9*9*9*9",9.6,-9,24,86820,9999,9999,276,321,0,321,999900,999900,999900,99990,53,2,0,0,999,999,9,999999999,0,0,0,88,999,999,99]
[2005,11,3,16,0,"?9?9?9?9E0?9?9?9*9*9?9*9*9?9*9*9?9?9*9*_*9*9*9*9*9",12.1,-16.7,10,86820,9999,9999,277,413,675,113,999900,999900,999900,99990,73,1,0,0,999,999,9,999999999,0,0,0,88,999,999,99]
[2005,11,4,6,0,"?9?9?9?9E0?9?9?9*9*9?9*9*9?9*9*9?9?9*9*_*9*9*9*9*9",-0.2,-9.1,47,86770,9999,9999,239,0,0,0,999900,999900,999900,99990,126,2,0,0,999,999,9,999999999,0,0,0,88,999,999,99]
[2005,11,4,9,0,"?9?9?9?9E0?9?9?9*9*9?9*9*9?9?9?9?9?9*9*_*9*9*9*9*9",-0.9,-9.6999999999999993,47,86770,9999,9999,247,23,66,4,999900,999900,999900,99990,270,2,3,3,999,999,9,999999999,0,0,0,88,999,999,99]
[2005,11,4,20,0,"?9?9?9?9E0?9?9?9*9*9?9*9*9?9*9*9?9?9*9*_*9*9*9*9*9",9.1999999999999993,-8.1,26,86770,9999,9999,290,0,0,0,999900,999900,999900,99990,15,9,4,4,999,999,9,999999999,0,0,0,88,999,999,99]
[2005,11,5,2,0,"?9?9?9?9E0?9?9?9*9*9?9*9*9?9*9*9?9?9*9*_*9*9*9*9*9",6.1,-8.3000000000000007,32,86660,9999,9999,296,0,0,0,999900,999900,999900,99990,259,6,9,9,999,999,9,999999999,0,0,0,88,999,999,99]
[2005,11,5,10,0,"?9?9?9?9E0?9?9?9*9*9?9*9*9?9*9*9?9?9*9*_*9*9*9*9*9",2.7,-4.5,56,86660,9999,9999,279,190,403,20,999900,999900,999900,99990,215,2,8,8,999,999,9,999999999,0,0,0,88,999,999,99]
[2005,11,5,19,0,"?9?9?9?9E0?9?9?9*9*9?9*9*9?9*9*9?9?9*9*_*9*9*9*9*9",10.7,-12.3,16,86660,9999,9999,311,0,0,0,999900,999900,999900,99990,218,3,9,9,999,999,9,999999999,0,0,0,88,999,999,99]
[2005,11,5,24,0,"?9?9?9?9E0?9?9?9*9*9?9*9*9?9*9*9?9?9*9*_*9*9*9*9*9",6.1,-11.7,24,86660,9999,9999,265,0,0,0,999900,999900,999900,99990,266,3,1,1,999,999,9,999999999,0,0,0,88,999,999,99]
[2005,11,6,4,0,"?9?9?9?9E0?9?9?9*9*9?9*9*9?9*9*9?9?9*9*_*9*9*9*9*9",3.5,-8.8000000000000007,37,86790,9999,9999,266,0,0,0,999900,999900,999900,99990,37,3,4,4,999,999,9,999999999,0,0,0,88,999,999,99]
[2005,11,6,17,0,"?9?9?9?9E0?9?9?9*9*9?9*9*9?9*9*9?9?9*9*_*9*9*9*9*9",5.3,-8.1,35,86790,9999,9999,274,117,0,117,999900,999900,999900,99990,31,9,4,4,999,999,9,999999999,0,0,0,88,999,999,99]
[2005,11,6,21,0,"?9?9?9?9E0?9?9?9*9*9?9*9*9?9?9?9?9?9*9*_*9*9*9*9*9",-4.4000000000000004,-8.1999999999999993,72,86790,9999,9999,230,0,0,0,999900,999900,999900,99990,45,5,1,1,999,999,9,999999999,0,0,0,88,999,999,99]
[2005,11,7,7,0,"?9?9?9?9E0?9?9?9*9*9?9*9*9?9*9*9?9?9*9*_*9*9*9*9*9",-11.5,-14,80,87640,9999,9999,198,0,0,0,999900,999900,999900,99990,256,4,0,0,999,999,9,999999999,0,0,0,88,999,999,99]
[2005,11,7,14,0,"?9?9?9?9E0?9?9?9*9*9?9*9*9?9*9*9?9?9*9*_*9*9*9*9*9",-3.5,-15.8,34,87640,9999,9999,230,624,756,54,999900,999900,999900,99990,119,4,2,2,999,999,9,999999999,0,0,0,88,999,999,99]
[2005,11,7,21,0,"?9?9?9?9E0?9?9?9*9*9?9*9*9?9?9?9?9?9*9*_*9*9*9*9*9",-2.7,-17.100000000000001,28,87640,9999,9999,242,0,0,0,999900,999900,999900,99990,202,1,7,7,999,999,9,999999999,0,0,0,88,999,999,99]
[2005,11,8,7,0,"?9?9?9?9E0?9?9?9*9*9?9*9*9?9*9*9?9?9*9*_*9*9*9*9*9",-8.8000000000000007,-14.3,61,86740,9999,9999,210,0,0,0,999900,999900,999900,99990,139,2,1,1,999,999,9,999999999,0,0,0,88,999,999,99]
[2005,11,8,16,0,"?9?9?9?9E0?9?9?9*9*9?9*9*9?9*9*9?9?9*9*_*9*9*9*9*9",9.5,-30.5,3,86740,9999,9999,269,448,664,55,999900,999900,999900,99990,126,3,6,6,999,999,9,999999999,0,0,0,88,999,999,99]
[2005,11,8,20,0,"?9?9?9?9E0?9?9?9*9*9?9*9*9?9*9*9?9?9*9*_*9*9*9*9*9",4.5999999999999996,-19.3,13,86740,9999,9999,261,0,0,0,999900,999900,999900,99990,252,3,5,5,999,999,9,999999999,0,0,0,88,999,999,99]
[2005,11,9,1,0,"?9?9?9?9E0?9?9?9*9*9?9*9*9?9*9*9?9?9*9*_*9*9*9*9*9",2.2000000000000002,-17,19,86960,9999,9999,264,0,0,0,999900,999900,999900,99990,352,2,8,8,999,999,9,999999999,0,0,0,88,999,999,99]
[2005,11,9,10,0,"?9?9?9?9E0?9?9?9*9*9?9*9*9?9*9*9?9?9*9*_*9*9*9*9*9",3,-15.4,21,86960,9999,9999,275,178,395,18,999900,999900,999900,99990,324,4,9,9,999,999,9,999999999,0,0,0,88,999,999,99]
[2005,11,9,18,0,"?9?9?9?9E0?9?9?9*9*9?9*9*9?9*9*9?9?9*9*_*9*9*9*9*9",-0.6,-17.100000000000001,23,86960,9999,9999,243,113,0,11,999900,999900,999900,99990,153,9,4,4,999,999,9,999999999,0,0,0,88,999,999,99]
[2005,11,9,24,0,"?9?9?9?9E0?9?9?9*9*9?9*9*9?9*9*9?9?9*9*_*9*9*9*9*9",-0.3,-9.6999999999999993,45,86960,9999,9999,258,0,0,0,999900,999900,999900,99990,210,3,7,7,999,999,9,999999999,0,0,0,88,999,999,99]
[2005,11,10,11,0,"?9?9?9?9E0?9?9?9*9*9?9*9*9?9*9*9?9?9*9*_*9*9*9*9*9",-1.1000000000000001,-9.6999999999999993,48,87070,9999,9999,250,338,610,34,999900,999900,999900,99990,163,2,5,5,999,999,9,999999999,0,0,0,88,999,999,99]
[2005,11,10,17,0,"?9?9?9?9E0?9?9?9*9*9?9*9*9?9*9*9?9?9*9*_*9*9*9*9*9",8.4,-15,15,87070,9999,9999,279,273,434,27,999900,999900,999900,99990,335,3,4,4,999,999,9,999999999,0,0,0,88,999,999,99]
[2005,11,11,4,0,"?9?9?9?9E0?9?9?9*9*9?9*9*9?9*9*9?9?9*9*_*9*9*9*9*9",-4.3,-10.6,58,86430,9999,9999,224,0,0,0,999900,999900,999900,99990,56,0,0,0,999,999,9,999999999,0,0,0,88,999,999,99]
[2005,11,11,7,0,"?9?9?9?9E0?9?9?9*9*9?9*9*9?9*9*9?9?9*9*_*9*9*9*9*9",-6.2,-10.3,70,86430,9999,9999,236,0,0,0,999900,999900,999900,99990,216,0,7,7,999,999,9,999999999,0,0,0,88,999,999,99]
[2005,11,11,13,0,"?9?9?9?9E0?9?9?9*9*9?9*9*9?9*9*9?9?9*9*_*9*9*9*9*9",5.8,-8,34,86430,9999,9999,274,604,764,72,999900,999900,999900,99990,359,0,3,3,999,999,9,999999999,0,0,0,88,999,999,99]
[2005,11,11,21,0,"?9?9?9?9E0?9?9?9*9*9?9*9*9?9?9?9?9?9*9*_*9*9*9*9*9",4.0999999999999996,-10.199999999999999,31,86430,9999,9999,271,0,0,0,999900,999900,999900,99990,270,1,6,6,999,999,9,999999999,0,0,0,88,999,999,99]
[2005,11,12,6,0,"?9?9?9?9E0?9?9?9*9*9?9*9*9?9*9*9?9?9*9*_*9*9*9*9*9",-3.9,-10.199999999999999,58,86280,9999,9999,239,0,0,0,999900,999900,999900,99990,144,2,5,5,999,999,9,999999999,0,0,0,88,999,999,99]
[2005,11,12,11,0,"?9?9?9?9E0?9?9?9*9*9?9*9*9?9*9*9?9?9*9*_*9*9*9*9*9",1.9,-8.1999999999999993,43,86280,9999,9999,248,329,585,42,999900,999900,999900,99990,115,2,0,0,999,999,9,999999999,0,0,0,88,999,999,99]
[2005,11,12,23,0,"?9?9?9?9E0?9?9?9*9*9?9*9*9?9*9*9?9?9*9*_*9*9*9*9*9",4,-9.9,32,86280,9999,9999,262,0,0,0,999900,999900,999900,99990,201,3,2,2,999,999,9,999999999,0,0,0,88,999,999,99]
[2005,11,13,4,0,"?9?9?9?9E0?9?9?9*9*9?9*9*9?9*9*9?9?9*9*_*9*9*9*9*9",1.6,-8.8000000000000007,42,87020,9999,9999,251,0,0,0,999900,999900,999900,99990,227,4,1,1,999,999,9,999999999,0,0,0,88,999,999,99]
[2005,11,13,16,0,"?9?9?9?9E0?9?9?9*9*9?9*9*9?9*9*9?9?9*9*_*9*9*9*9*9",9.8000000000000007,-4,36,87020,9999,9999,305,412,653,43,999900,999900,999900,99990,350,3,7,7,999,999,9,999999999,0,0,0,88,999,999,99]
[2005,11,13,18,0,"?9?9?9?9E0?9?9?9*9*9?9*9*9?9*9*9?9?9*9*_*9*9*9*9*9",8.4,-5.8,34,87020,9999,9999,291,101,0,11,999900,999900,999900,99990,115,3,5,5,999,999,9,999999999,0,0,0,88,999,999,99]
[2005,11,14,1,0,"?9?9?9?9E0?9?9?9*9*9?9*9*9?9*9*9?9?9*9*_*9*9*9*9*9",-2.1,-9.6,52,86790,9999,9999,245,0,0,0,999900,999900,999900,99990,258,2,4,4,999,999,9,999999999,0,0,0,88,999,999,99]
[2005,11,14,8,0,"?9?9?9?9E0?9?9?9*9*9?9*9*9?9*9*9?9?9*9*_*9*9*9*9*9",-6,-10.4,68,86790,9999,9999,234,0,0,0,999900,999900,999900,99990,299,1,6,6,999,999,9,999999999,0,0,0,88,999,999,99]
[2005,11,14,18,0,"?9?9?9?9E0?9?9?9*9*9?9*9*9?9*9*9?9?9*9*_*9*9*9*9*9",10.1,-14,15,86790,9999,9999,291,110,0,15,999900,999900,999900,99990,184,6,6,6,999,999,9,999999999,0,0,0,88,999,999,99]
[2005,11,15,5,0,"?9?9?9?9E0?9?9?9*9*9?9*9*9?9*9*9?9?9*9*_*9*9*9*9*9",-3.8,-7.3,75,86430,9999,9999,251,0,0,0,999900,999900,999900,99990,21,0,8,8,999,999,9,999999999,0,0,0,88,999,999,99]
[2005,11,15,11,0,"?9?9?9?9E0?9?9?9*9*9?9*9*9?9*9*9?9?9*9*_*9*9*9*9*9",-2.8,-9.3000000000000007,57,86430,9999,9999,259,304,554,39,999900,999900,999900,99990,315,0,9,9,999,999,9,999999999,0,0,0,88,999,999,99]
[2005,11,15,19,0,"?9?9?9?9E0?9?9?9*9*9?9*9*9?9*9*9?9?9*9*_*9*9*9*9*9",6.1,-8.5,31,86430,9999,9999,279,0,0,0,999900,999900,999900,99990,248,4,5,5,999,999,9,999999999,0,0,0,88,999,999,99]
[2005,11,16,4,0,"?9?9?9?9E0?9?9?9*9*9?9*9*9?9*9*9?9?9*9*_*9*9*9*9*9",-4.7,-10.1,63,86420,9999,9999,230,0,0,0,999900,999900,999900,99990,129,0,2,2,999,999,9,999999999,0,0,0,88,999,999,99]
[2005,11,16,5,0,"?9?9?9?9E0?9?9?9*9*9?9*9*9?9*9*9?9?9*9*_*9*9*9*9*9",-5.4,-10,66,86420,9999,9999,248,0,0,0,999900,999900,999900,99990,255,0,9,9,999,999,9,999999999,0,0,0,88,999,999,99]
[2005,11,16,13,0,"?9?9?9?9E0?9?9?9*9*9?9*9*9?9*9*9?9?9*9*_*9*9*9*9*9",6.5,-8.5,31,86420,9999,9999,297,539,762,59,999900,999900,999900,99990,280,1,9,9,999,999,9,999999999,0,0,0,88,999,999,99]
[2005,11,16,22,0,"?9?9?9?9E0?9?9?9*9*9?9*9*9?9*9*9?9?9*9*_*9*9*9*9*9",2.1,-7,48,86420,9999,9999,263,0,0,0,999900,999900,999900,99990,61,1,4,4,999,999,9,999999999,0,0,0,88,999,999,99]
[2005,11,17,4,0,"?9?9?9?9E0?9?9?9*9*9?9*9*9?9*9*9?9?9*9*_*9*9*9*9*9",1.5,-7.3,48,86690,9999,9999,272,0,0,0,999900,999900,999900,99990,18,2,8,8,999,999,9,999999999,0,0,0,88,999,999,99]
[2005,11,17,15,0,"?9?9?9?9E0?9?9?9*9*9?9*9*9?9?9?9?9?9*9*_*9*9*9*9*9",10,-3.1,38,86690,9999,9999,293,411,720,99,999900,999900,999900,99990,247,3,2,2,999,999,9,999999999,0,0,0,88,999,999,99]
[2005,11,18,1,0,"?9?9?9?9E0?9?9?9*9*9?9*9*9?9*9*9?9?9*9*_*9*9*9*9*9",1.5,-5.2,58,87400,9999,9999,274,0,0,0,999900,999900,999900,99990,88,6,8,8,999,999,9,999999999,0,0,0,88,999,999,99]
[2005,11,18,8,0,"?9?9?9?9E0?9?9?9*9*9?9*9*9?9*9*9?9?9*9*_*9*9*9*9*9",-2.6,-12.1,44,87400,9999,9999,242,0,0,0,999900,999900,999900,99990,159,3,5,5,999,999,9,999999999,0,0,0,88,999,999,99]
[2005,11,18,15,0,"?9?9?9?9E0?9?9?9*9*9?9*9*9?9?9?9?9?9*9*_*9*9*9*9*9",1.4,-11.9,32,87400,9999,9999,243,411,544,203,999900,999900,999900,99990,360,9,0,0,999,999,9,999999999,0,0,0,88,999,999,99]
[2005,11,18,17,0,"?9?9?9?9E0?9?9?9*9*9?9*9*9?9*9*9?9?9*9*_*9*9*9*9*9",0.4,-13.4,30,87400,9999,9999,242,199,375,98,999900,999900,999900,99990,255,9,1,1,999,999,9,999999999,0,0,0,88,999,999,99]
[2005,11,19,5,0,"?9?9?9?9E0?9?9?9*9*9?9*9*9?9*9*9?9?9*9*_*9*9*9*9*9",-9.6,-15.8,57,87510,9999,9999,203,0,0,0,999900,999900,999900,99990,11,4,0,0,999,999,9,999999999,0,0,0,88,999,999,99]
[2005,11,19,10,0,"?9?9?9?9E0?9?9?9*9*9?9*9*9?9*9*9?9?9*9*_*9*9*9*9*9",-10.1,-15.9,59,87510,9999,9999,210,148,361,16,999900,999900,999900,99990,247,0,3,3,999,999,9,999999999,0,0,0,88,999,999,99]
[2005,11,19,19,0,"?9?9?9?9E0?9?9?9*9*9?9*9*9?9*9*9?9?9*9*_*9*9*9*9*9",-2.7,-15.2,33,87510,9999,9999,235,0,0,0,999900,999900,999900,99990,230,3,3,3,999,999,9,999999999,0,0,0,88,999,999,99]
[2005,11,20,3,0,"?9?9?9?9E0?9?9?9*9*9?9*9*9?9?9?9?9?9*9*_*9*9*9*9*9",-9.1999999999999993,-17,49,87010,9999,9999,220,0,0,0,999900,999900,999900,99990,0,0,7,7,999,999,9,999999999,0,0,0,88,999,999,99]
[2005,11,20,12,0,"?9?9?9?9E0?9?9?9*9*9?9*9*9?9*9*9?9?9*9*_*9*9*9*9*9",-3.6,-14.9,37,87010,9999,9999,232,443,759,44,999900,999900,999900,99990,9,0,3,3,999,999,9,999999999,0,0,0,88,999,999,99]
[2005,11,20,20,0,"?9?9?9?9E0?9?9?9*9*9?9*9*9?9*9*9?9?9*9*_*9*9*9*9*9",-2.2000000000000002,-15.1,32,87010,9999,9999,241,0,0,0,999900,999900,999900,99990,259,4,5,5,999,999,9,999999999,0,0,0,88,999,999,99]
[2005,11,21,2,0,"?9?9?9?9E0?9?9?9*9*9?9*9*9?9*9*9?9?9*9*_*9*9*9*9*9",-7.9,-15.6,50,86580,9999,9999,219,0,0,0,999900,999900,999900,99990,187,0,4,4,999,999,9,999999999,0,0,0,88,999,999,99]
[2005,11,21,5,0,"?9?9?9?9E0?9?9?9*9*9?9*9*9?9*9*9?9?9*9*_*9*9*9*9*9",-9.1,-15.1,58,86580,9999,9999,219,0,0,0,999900,999900,999900,99990,271,0,6,6,999,999,9,999999999,0,0,0,88,999,999,99]
[2005,11,21,16,0,"?9?9?9?9E0?9?9?9*9*9?9*9*9?9*9*9?9?9*9*_*9*9*9*9*9",3.4,-21.9,11,86580,9999,9999,244,203,0,203,999900,999900,999900,99990,37,9,1,1,999,999,9,999999999,0,0,0,88,999,999,99]
[2005,11,21,22,0,"?9?9?9?9E0?9?9?9*9*9?9*9*9?9*9*9?9?9*9*_*9*9*9*9*9",-2,-15.6,30,86580,9999,9999,243,0,0,0,999900,999900,999900,99990,341,6,6,6,999,999,9,999999999,0,0,0,88,999,999,99]
[2005,11,22,6,0,"?9?9?9?9E0?9?9?9*9*9?9*9*9?9*9*9?9?9*9*_*9*9*9*9*9",-4.7,-15.6,38,86880,9999,9999,236,0,0,0,999900,999900,999900,99990,139,4,7,7,999,999,9,999999999,0,0,0,88,999,999,99]
[2005,11,22,15,0,"?9?9?9?9E0?9?9?9*9*9?9*9*9?9?9?9?9?9*9*_*9*9*9*9*9",-4.7,-12.4,51,86880,9999,9999,248,167,0,167,999900,999900,999900,99990,45,6,9,9,999,999,9,999999999,0,0,0,88,999,999,99]
[2005,11,22,23,0,"?9?9?9?9E0?9?9?9*9*9?9*9*9?9*9*9?9?9*9*_*9*9*9*9*9",-11,-15,69,86880,9999,9999,206,0,0,0,999900,999900,999900,99990,56,5,2,2,999,999,9,999999999,0,0,0,88,999,999,99]
[2005,11,23,8,0,"?9?9?9?9E0?9?9?9*9*9?9*9*9?9*9*9?9?9*9*_*9*9*9*9*9",-15,-16.8,84,87630,9999,9999,186,0,0,0,999900,999900,999900,99990,46,5,0,0,999,999,9,999999999,0,0,0,88,999,999,99]
[2005,11,23,13,0,"?9?9?9?9E0?9?9?9*9*9?9*9*9?9*9*9?9?9*9*_*9*9*9*9*9",-6.6,-14.1,51,87630,9999,9999,231,527,759,56,999900,999900,999900,99990,283,6,7,7,999,999,9,999999999,0,0,0,88,999,999,99]
[2005,11,23,17,0,"?9?9?9?9E0?9?9?9*9*9?9*9*9?9*9*9?9?9*9*_*9*9*9*9*9",-1.8,-14.2,34,87630,9999,9999,241,235,340,25,999900,999900,999900,99990,225,7,4,4,999,999,9,999999999,0,0,0,88,999,999,99]
[2005,11,24,3,0,"?9?9?9?9E0?9?9?9*9*9?9*9*9?9?9?9?9?9*9*_*9*9*9*9*9",-10.6,-15.5,64,86560,9999,9999,214,0,0,0,999900,999900,999900,99990,202,3,6,6,999,999,9,999999999,0,0,0,88,999,999,99]
[2005,11,24,10,0,"?9?9?9?9E0?9?9?9*9*9?9*9*9?9*9*9?9?9*9*_*9*9*9*9*9",-9.9,-15.4,61,86560,9999,9999,222,139,360,13,999900,999900,999900,99990,149,1,8,8,999,999,9,999999999,0,0,0,88,999,999,99]
[2005,11,24,17,0,"?9?9?9?9E0?9?9?9*9*9?9*9*9?9*9*9?9?9*9*_*9*9*9*9*9",4,-10.6,30,86560,9999,9999,266,232,334,22,999900,999900,999900,99990,199,5,4,4,999,999,9,999999999,0,0,0,88,999,999,99]
[2005,11,25,3,0,"?9?9?9?9E0?9?9?9*9*9?9*9*9?9?9?9?9?9*9*_*9*9*9*9*9",-4.5,-14.8,40,86310,9999,9999,233,0,0,0,999900,999900,999900,99990,247,2,5,5,999,999,9,999999999,0,0,0,88,999,999,99]
[2005,11,25,12,0,"?9?9?9?9E0?9?9?9*9*9?9*9*9?9*9*9?9?9*9*_*9*9*9*9*9",4,-7.8,39,86310,9999,9999,276,366,451,142,999900,999900,999900,99990,70,2,7,7,999,999,9,999999999,0,0,0,88,999,999,99]
[2005,11,25,16,0,"?9?9?9?9E0?9?9?9*9*9?9*9*9?9*9*9?9?9*9*_*9*9*9*9*9",0.9,-10.1,40,86310,9999,9999,272,189,0,189,999900,999900,999900,99990,116,7,9,9,999,999,9,999999999,0,0,0,88,999,999,99]
[2005,11,26,5,0,"?9?9?9?9E0?9?9?9*9*9?9*9*9?9*9*9?9?9*9*_*9*9*9*9*9",-10.8,-15.3,67,86630,9999,9999,224,0,0,0,999900,999900,999900,99990,85,0,9,9,999,999,9,999999999,0,0,0,88,999,999,99]
[2005,11,26,6,0,"?9?9?9?9E0?9?9?9*9*9?9*9*9?9*9*9?9?9*9*_*9*9*9*9*9",-11.8,-15.8,69,86630,9999,9999,220,0,0,0,999900,999900,999900,99990,137,0,9,9,999,999,9,999999999,0,0,0,88,999,999,99]
[2005,11,26,14,0,"?9?9?9?9E0?9?9?9*9*9?9*9*9?9*9*9?9?9*9*_*9*9*9*9*9",1.1000000000000001,-11.1,36,86630,9999,9999,242,533,745,60,999900,999900,999900,99990,227,1,0,0,999,999,9,999999999,0,0,0,88,999,999,99]
[2005,11,26,23,0,"?9?9?9?9E0?9?9?9*9*9?9*9*9?9*9*9?9?9*9*_*9*9*9*9*9",-7.4,-15.5,48,86630,9999,9999,230,0,0,0,999900,999900,999900,99990,33,0,8,8,999,999,9,999999999,0,0,0,88,999,999,99]
[2005,11,27,7,0,"?9?9?9?9E0?9?9?9*9*9?9*9*9?9*9*9?9?9*9*_*9*9*9*9*9",-10,-14.4,67,86380,9999,9999,228,0,0,0,999900,999900,999900,99990,56,0,9,9,999,999,9,999999999,0,0,0,88,999,999,99]
[2005,11,27,13,0,"?9?9?9?9E0?9?9?9*9*9?9*9*9?9*9*9?9?9*9*_*9*9*9*9*9",0.8,-11.2,36,86380,9999,9999,254,496,757,62,999900,999900,999900,99990,307,2,4,4,999,999,9,999999999,0,0,0,88,999,999,99]
[2005,11,27,24,0,"?9?9?9?9E0?9?9?9*9*9?9*9*9?9*9*9?9?9*9*_*9*9*9*9*9",-3.3,-10.7,52,86380,9999,9999,232,0,0,0,999900,999900,999900,99990,244,3,1,1,999,999,9,999999999,0,0,0,88,999,999,99]
[2005,11,28,3,0,"?9?9?9?9E0?9?9?9*9*9?9*9*9?9?9?9?9?9*9*_*9*9*9*9*9",-5.8,-10.9,64,86210,9999,9999,234,0,0,0,999900,999900,999900,99990,0,0,6,6,999,999,9,999999999,0,0,0,88,999,999,99]
[2005,11,28,17,0,"?9?9?9?9E0?9?9?9*9*9?9*9*9?9*9*9?9?9*9*_*9*9*9*9*9",6.1,-7.6,34,86210,9999,9999,282,246,310,33,999900,999900,999900,99990,154,2,6,6,999,999,9,999999999,0,0,0,88,999,999,99]
[2005,11,28,24,0,"?9?9?9?9E0?9?9?9*9*9?9*9*9?9*9*9?9?9*9*_*9*9*9*9*9",-5.4,-9.9,68,86210,9999,9999,228,0,0,0,999900,999900,999900,99990,74,2,2,2,999,999,9,999999999,0,0,0,88,999,999,99]
[2005,11,29,2,0,"?9?9?9?9E0?9?9?9*9*9?9*9*9?9*9*9?9?9*9*_*9*9*9*9*9",-5.6,-9.1999999999999993,73,86760,9999,9999,234,0,0,0,999900,999900,999900,99990,52,2,5,5,999,999,9,999999999,0,0,0,88,999,999,99]
[2005,11,29,10,0,"?9?9?9?9E0?9?9?9*9*9?9*9*9?9*9*9?9?9*9*_*9*9*9*9*9",-6.2,-7.7,87,86760,9999,9999,230,107,220,34,999900,999900,999900,99990,246,1,3,3,999,999,9,999999999,0,0,0,88,999,999,99]
[2005,11,29,19,0,"?9?9?9?9E0?9?9?9*9*9?9*9*9?9*9*9?9?9*9*_*9*9*9*9*9",3.2,-4.0999999999999996,56,86760,9999,9999,274,0,0,0,999900,999900,999900,99990,161,3,6,6,999,999,9,999999999,0,0,0,88,999,999,99]
[2005,11,29,24,0,"?9?9?9?9E0?9?9?9*9*9?9*9*9?9*9*9?9?9*9*_*9*9*9*9*9",-2.9,-5.7,79,86760,9999,9999,256,0,0,0,999900,999900,999900,99990,144,0,8,8,999,999,9,999999999,0,0,0,88,999,999,99]
[2005,11,30,12,0,"?9?9?9?9E0?9?9?9*9*9?9*9*9?9*9*9?9?9*9*_*9*9*9*9*9",-0.3,-4.5,70,87080,9999,9999,260,369,634,64,999900,999900,999900,99990,254,1,6,6,999,999,9,999999999,0,0,0,88,999,999,99]
[2005,11,30,21,0,"?9?9?9?9E0?9?9?9*9*9?9*9*9?9?9?9?9?9*9*_*9*9*9*9*9",-2.6,-10.4,51,87080,9999,9999,234,0,0,0,999900,999900,999900,99990,360,2,1,1,999,999,9,999999999,0,0,0,88,999,999,99]
[2005,12,1,5,0,"?9?9?9?9E0?9?9?9*9*9?9*9*9?9*9*9?9?9*9*_*9*9*9*9*9",-6.5,-12.5,58,87140,9999,9999,215,0,0,0,999900,999900,999900,99990,311,3,0,0,999,999,9,999999999,0,0,0,88,999,999,99]
[2005,12,1,11,0,"?9?9?9?9E0?9?9?9*9*9?9*9*9?9*9*9?9?9*9*_*9*9*9*9*9",-7.2,-12,65,87140,9999,9999,218,259,520,38,999900,999900,999900,99990,305,1,1,1,999,999,9,999999999,0,0,0,88,999,999,99]
[2005,12,1,14,0,"?9?9?9?9E0?9?9?9*9*9?9*9*9?9*9*9?9?9*9*_*9*9*9*9*9",-1,-10.6,44,87140,9999,9999,249,487,743,72,999900,999900,999900,99990,110,1,5,5,999,999,9,999999999,0,0,0,88,999,999,99]
[2005,12,1,21,0,"?9?9?9?9E0?9?9?9*9*9?9*9*9?9?9?9?9?9*9*_*9*9*9*9*9",-5,-14,45,87140,9999,9999,234,0,0,0,999900,999900,999900,99990,22,3,6,6,999,999,9,999999999,0,0,0,88,999,999,99]
[2005,12,2,7,0,"?9?9?9?9E0?9?9?9*9*9?9*9*9?9*9*9?9?9*9*_*9*9*9*9*9",-13,-15.9,77,87140,9999,9999,216,0,0,0,999900,999900,999900,99990,164,2,9,9,999,999,9,999999999,0,0,0,88,999,999,99]
[2005,12,2,18,0,"?9?9?9?9E0?9?9?9*9*9?9*9*9?9*9*9?9?9*9*_*9*9*9*9*9",-2.4,-18.5,24,87140,9999,9999,242,65,0,10,999900,999900,999900,99990,151,6,7,7,999,999,9,999999999,0,0,0,88,999,999,99]
[2005,12,2,24,0,"?9?9?9?9E0?9?9?9*9*9?9*9*9?9*9*9?9?9*9*_*9*9*9*9*9",-10.5,-17.600000000000001,52,87140,9999,9999,203,0,0,0,999900,999900,999900,99990,256,2,1,1,999,999,9,999999999,0,0,0,88,999,999,99]
[2005,12,3,8,0,"?9?9?9?9E0?9?9?9*9*9?9*9*9?9*9*9?9?9*9*_*9*9*9*9*9",-13.7,-16.600000000000001,76,87000,9999,9999,201,0,0,0,999900,999900,999900,99990,122,0,5,5,999,999,9,999999999,0,0,0,88,999,999,99]
[2005,12,3,17,0,"?9?9?9?9E0?9?9?9*9*9?9*9*9?9*9*9?9?9*9*_*9*9*9*9*9",-1,-13.2,34,87000,9999,9999,262,116,289,27,999900,999900,999900,99990,210,3,9,9,999,999,9,999999999,0,0,0,88,999,999,99]
[2005,12,3,22,0,"?9?9?9?9E0?9?9?9*9*9?9*9*9?9*9*9?9?9*9*_*9*9*9*9*9",-5.9,-15.9,41,87000,9999,9999,219,0,0,0,999900,999900,999900,99990,359,2,1,1,999,999,9,999999999,0,0,0,88,999,999,99]
[2005,12,4,2,0,"?9?9?9?9E0?9?9?9*9*9?9*9*9?9*9*9?9?9*9*_*9*9*9*9*9",-6.1,-14,50,86970,9999,9999,228,0,0,0,999900,999900,999900,99990,200,2,5,5,999,999,9,999999999,0,0,0,88,999,999,99]
[2005,12,4,11,0,"?9?9?9?9E0?9?9?9*9*9?9*9*9?9*9*9?9?9*9*_*9*9*9*9*9",-4.9000000000000004,-10.9,59,86970,9999,9999,226,245,493,40,999900,999900,999900,99990,190,2,1,1,999,999,9,999999999,0,0,0,88,999,999,99]
[2005,12,4,21,0,"?9?9?9?9E0?9?9?9*9*9?9*9*9?9?9?9?9?9*9*_*9*9*9*9*9",-7.1,-14.9,50,86970,9999,9999,211,0,0,0,999900,999900,999900,99990,360,2,0,0,999,999,9,999999999,0,0,0,88,999,999,99]
[2005,12,5,4,0,"?9?9?9?9E0?9?9?9*9*9?9*9*9?9*9*9?9?9*9*_*9*9*9*9*9",-12.1,-17.100000000000001,63,87360,9999,9999,206,0,0,0,999900,999900,999900,99990,43,0,5,5,999,999,9,999999999,0,0,0,88,999,999,99]
[2005,12,5,11,0,"?9?9?9?9E0?9?9?9*9*9?9*9*9?9*9*9?9?9*9*_*9*9*9*9*9",-12.5,-18.399999999999999,58,87360,9999,9999,196,253,523,37,999900,999900,999900,99990,228,0,1,1,999,999,9,999999999,0,0,0,88,999,999,99]
[2005,12,5,21,0,"?9?9?9?9E0?9?9?9*9*9?9*9*9?9?9?9?9?9*9*_*9*9*9*9*9",-8.8000000000000007,-19.100000000000001,39,87360,9999,9999,206,0,0,0,999900,999900,999900,99990,22,1,1,1,999,999,9,999999999,0,0,0,88,999,999,99]
[2005,12,6,4,0,"?9?9?9?9E0?9?9?9*9*9?9*9*9?9*9*9?9?9*9*_*9*9*9*9*9",-13.8,-21.4,49,87320,9999,9999,189,0,0,0,999900,999900,999900,99990,209,1,1,1,999,999,9,999999999,0,0,0,88,999,999,99]
[2005,12,6,6,0,"?9?9?9?9E0?9?9?9*9*9?9*9*9?9*9*9?9?9*9*_*9*9*9*9*9",-15.5,-21.9,54,87320,9999,9999,189,0,0,0,999900,999900,999900,99990,162,1,3,3,999,999,9,999999999,0,0,0,88,999,999,99]
[2005,12,6,18,0,"?9?9?9?9E0?9?9?9*9*9?9*9*9?9*9*9?9?9*9*_*9*9*9*9*9",-3.6,-17.399999999999999,29,87320,9999,9999,230,59,0,8,999900,999900,999900,99990,155,1,3,3,999,999,9,999999999,0,0,0,88,999,999,99]
[2005,12,6,23,0,"?9?9?9?9E0?9?9?9*9*9?9*9*9?9*9*9?9?9*9*_*9*9*9*9*9",-12,-23.2,35,87320,9999,9999,208,0,0,0,999900,999900,999900,99990,162,1,8,8,999,999,9,999999999,0,0,0,88,999,999,99]
[2005,12,7,8,0,"?9?9?9?9E0?9?9?9*9*9?9*9*9?9*9*9?9?9*9*_*9*9*9*9*9",-17.5,-21.9,65,87330,9999,9999,187,0,0,0,999900,999900,999900,99990,210,0,6,6,999,999,9,999999999,0,0,0,88,999,999,99]
[2005,12,7,16,0,"?9?9?9?9E0?9?9?9*9*9?9*9*9?9*9*9?9?9*9*_*9*9*9*9*9",-0.4,-14.5,29,87330,9999,9999,246,202,617,49,999900,999900,999900,99990,143,2,4,4,999,999,9,999999999,0,0,0,88,999,999,99]
[2005,12,7,22,0,"?9?9?9?9E0?9?9?9*9*9?9*9*9?9*9*9?9?9*9*_*9*9*9*9*9",-9.1999999999999993,-19.5,39,87330,9999,9999,225,0,0,0,999900,999900,999900,99990,257,0,9,9,999,999,9,999999999,0,0,0,88,999,999,99]
[2005,12,8,9,0,"?9?9?9?9E0?9?9?9*9*9?9*9*9?9?9?9?9?9*9*_*9*9*9*9*9",-13.2,-21.2,47,86620,9999,9999,188,0,0,0,999900,999900,999900,99990,360,1,0,0,999,999,9,999999999,0,0,0,88,999,999,99]
[2005,12,8,15,0,"?9?9?9?9E0?9?9?9*9*9?9*9*9?9?9?9?9?9*9*_*9*9*9*9*9",0.4,-13.5,30,86620,9999,9999,242,405,707,72,999900,999900,999900,99990,202,3,1,1,999,999,9,999999999,0,0,0,88,999,999,99]
[2005,12,8,18,0,"?9?9?9?9E0?9?9?9*9*9?9*9*9?9*9*9?9?9*9*_*9*9*9*9*9",-0.6,-13.7,32,86620,9999,9999,250,30,0,30,999900,999900,999900,99990,156,3,6,6,999,999,9,999999999,0,0,0,88,999,999,99]
[2005,12,9,5,0,"?9?9?9?9E0?9?9?9*9*9?9*9*9?9*9*9?9?9*9*_*9*9*9*9*9",-12.1,-18,58,86260,9999,9999,205,0,0,0,999900,999900,999900,99990,211,0,5,5,999,999,9,999999999,0,0,0,88,999,999,99]
[2005,12,9,11,0,"?9?9?9?9E0?9?9?9*9*9?9*9*9?9*9*9?9?9*9*_*9*9*9*9*9",-7.5,-13.7,57,86260,9999,9999,232,135,0,135,999900,999900,999900,99990,73,2,8,8,999,999,9,999999999,0,0,0,88,999,999,99]
[2005,12,9,19,0,"?9?9?9?9E0?9?9?9*9*9?9*9*9?9*9*9?9?9*9*_*9*9*9*9*9",0.3,-7.5,52,86260,9999,9999,262,0,0,0,999900,999900,999900,99990,155,5,7,7,999,999,9,999999999,0,0,0,88,999,999,99]
[2005,12,10,4,0,"?9?9?9?9E0?9?9?9*9*9?9*9*9?9*9*9?9?9*9*_*9*9*9*9*9",-6.7,-10.6,71,86510,9999,9999,220,0,0,0,999900,999900,999900,99990,80,0,1,1,999,999,9,999999999,0,0,0,88,999,999,99]
[2005,12,10,9,0,"?9?9?9?9E0?9?9?9*9*9?9*9*9?9?9?9?9?9*9*_*9*9*9*9*9",-7.8,-13.7,59,86510,9999,9999,219,0,0,0,999900,999900,999900,99990,315,3,3,3,999,999,9,999999999,0,0,0,88,999,999,99]
[2005,12,10,21,0,"?9?9?9?9E0?9?9?9*9*9?9*9*9?9?9?9?9?9*9*_*9*9*9*9*9",-3.2,-15.4,34,86510,9999,9999,231,0,0,0,999900,999900,999900,99990,22,2,2,2,999,999,9,999999999,0,0,0,88,999,999,99]
[2005,12,11,2,0,"?9?9?9?9E0?9?9?9*9*9?9*9*9?9*9*9?9?9*9*_*9*9*9*9*9",-8.6,-15.6,53,86760,9999,9999,217,0,0,0,999900,999900,999900,99990,291,2,4,4,999,999,9,999999999,0,0,0,88,999,999,99]
[2005,12,11,6,0,"?9?9?9?9E0?9?9?9*9*9?9*9*9?9*9*9?9?9*9*_*9*9*9*9*9",-12.6,-17.100000000000001,66,86760,9999,9999,199,0,0,0,999900,999900,999900,99990,157,0,2,2,999,999,9,999999999,0,0,0,88,999,999,99]
[2005,12,11,16,0,"?9?9?9?9E0?9?9?9*9*9?9*9*9?9*9*9?9?9*9*_*9*9*9*9*9",3.5,-13.5,24,86760,9999,9999,253,192,0,192,999900,999900,999900,99990,218,4,1,1,999,999,9,999999999,0,0,0,88,999,999,99]
[2005,12,11,23,0,"?9?9?9?9E0?9?9?9*9*9?9*9*9?9*9*9?9?9*9*_*9*9*9*9*9",-4,-17.7,29,86760,9999,9999,228,0,0,0,999900,999900,999900,99990,12,3,3,3,999,999,9,999999999,0,0,0,88,999,999,99]
[2005,12,12,6,0,"?9?9?9?9E0?9?9?9*9*9?9*9*9?9*9*9?9?9*9*_*9*9*9*9*9",-8.6,-17.100000000000001,46,86420,9999,9999,214,0,0,0,999900,999900,999900,99990,150,0,3,3,999,999,9,999999999,0,0,0,88,999,999,99]
[2005,12,12,16,0,"?9?9?9?9E0?9?9?9*9*9?9*9*9?9*9*9?9?9*9*_*9*9*9*9*9",-1,-9.5,48,86420,9999,9999,253,207,333,135,999900,999900,999900,99990,74,2,6,6,999,999,9,999999999,0,0,0,88,999,999,99]
[2005,12,13,1,0,"?9?9?9?9E0?9?9?9*9*9?9*9*9?9*9*9?9?9*9*_*9*9*9*9*9",-7.3,-13.1,60,86360,9999,9999,212,0,0,0,999900,999900,999900,99990,61,2,0,0,999,999,9,999999999,0,0,0,88,999,999,99]
[2005,12,13,5,0,"?9?9?9?9E0?9?9?9*9*9?9*9*9?9*9*9?9?9*9*_*9*9*9*9*9",-9.6999999999999993,-15.5,59,86360,9999,9999,209,0,0,0,999900,999900,999900,99990,164,5,2,2,999,999,9,999999999,0,0,0,88,999,999,99]
[2005,12,13,18,0,"?9?9?9?9E0?9?9?9*9*9?9*9*9?9*9*9?9?9*9*_*9*9*9*9*9",-2.5,-6.4,72,86360,9999,9999,234,45,0,18,999900,999900,999900,99990,209,3,0,0,999,999,9,999999999,0,0,0,88,999,999,99]
[2005,12,13,19,0,"?9?9?9?9E0?9?9?9*9*9?9*9*9?9*9*9?9?9*9*_*9*9*9*9*9",-3.6,-6.2,81,86360,9999,9999,240,0,0,0,999900,999900,999900,99990,147,3,3,3,999,999,9,999999999,0,0,0,88,999,999,99]
[2005,12,14,3,0,"?9?9?9?9E0?9?9?9*9*9?9*9*9?9?9?9?9?9*9*_*9*9*9*9*9",-9.3000000000000007,-14.8,61,86700,9999,9999,208,0,0,0,999900,999900,999900,99990,337,4,1,1,999,999,9,999999999,0,0,0,88,999,999,99]
[2005,12,14,16,0,"?9?9?9?9E0?9?9?9*9*9?9*9*9?9*9*9?9?9*9*_*9*9*9*9*9",-4.5999999999999996,-15.3,39,86700,9999,9999,237,342,616,60,999900,999900,999900,99990,241,6,7,7,999,999,9,999999999,0,0,0,88,999,999,99]
[2005,12,14,20,0,"?9?9?9?9E0?9?9?9*9*9?9*9*9?9*9*9?9?9*9*_*9*9*9*9*9",-9.3000000000000007,-17.600000000000001,47,86700,9999,9999,209,0,0,0,999900,999900,999900,99990,258,6,2,2,999,999,9,999999999,0,0,0,88,999,999,99]
[2005,12,15,2,0,"?9?9?9?9E0?9?9?9*9*9?9*9*9?9*9*9?9?9*9*_*9*9*9*9*9",-12.7,-17.7,63,86740,9999,9999,208,0,0,0,999900,999900,999900,99990,352,2,7,7,999,999,9,999999999,0,0,0,88,999,999,99]
[2005,12,15,13,0,"?9?9?9?9E0?9?9?9*9*9?9*9*9?9*9*9?9?9*9*_*9*9*9*9*9",-6.3,-14.7,47,86740,9999,9999,227,625,752,132,999900,999900,999900,99990,315,0,5,5,999,999,9,999999999,0,0,0,88,999,999,99]
[2005,12,15,16,0,"?9?9?9?9E0?9?9?9*9*9?9*9*9?9*9*9?9?9*9*_*9*9*9*9*9",-0.2,-11.1,39,86740,9999,9999,250,179,0,179,999900,999900,999900,99990,66,2,4,4,999,999,9,999999999,0,0,0,88,999,999,99]
[2005,12,16,6,0,"?9?9?9?9E0?9?9?9*9*9?9*9*9?9*9*9?9?9*9*_*9*9*9*9*9",-13.2,-21.9,44,87300,9999,9999,206,0,0,0,999900,999900,999900,99990,305,4,8,8,999,999,9,999999999,0,0,0,88,999,999,99]
[2005,12,16,13,0,"?9?9?9?9E0?9?9?9*9*9?9*9*9?9*9*9?9?9*9*_*9*9*9*9*9",-9.1,-19.7,38,87300,9999,9999,208,460,751,69,999900,999900,999900,99990,160,2,2,2,999,999,9,999999999,0,0,0,88,999,999,99]
[2005,12,16,15,0,"?9?9?9?9E0?9?9?9*9*9?9*9*9?9?9?9?9?9*9*_*9*9*9*9*9",-6.7,-18.600000000000001,34,87300,9999,9999,230,434,706,65,999900,999900,999900,99990,45,2,8,8,999,999,9,999999999,0,0,0,88,999,999,99]
[2005,12,17,3,0,"?9?9?9?9E0?9?9?9*9*9?9*9*9?9?9?9?9?9*9*_*9*9*9*9*9",-16,-22.5,54,87310,9999,9999,179,0,0,0,999900,999900,999900,99990,0,0,0,0,999,999,9,999999999,0,0,0,88,999,999,99]
[2005,12,17,8,0,"?9?9?9?9E0?9?9?9*9*9?9*9*9?9*9*9?9?9*9*_*9*9*9*9*9",-18.899999999999999,-22.8,68,87310,9999,9999,171,0,0,0,999900,999900,999900,99990,346,0,0,0,999,999,9,999999999,0,0,0,88,999,999,99]
[2005,12,17,17,0,"?9?9?9?9E0?9?9?9*9*9?9*9*9?9*9*9?9?9*9*_*9*9*9*9*9",-5,-21,23,87310,9999,9999,217,189,292,29,999900,999900,999900,99990,34,2,1,1,999,999,9,999999999,0,0,0,88,999,999,99]
[2005,12,18,1,0,"?9?9?9?9E0?9?9?9*9*9?9*9*9?9*9*9?9?9*9*_*9*9*9*9*9",-13.9,-21.8,47,86970,9999,9999,208,0,0,0,999900,999900,999900,99990,273,0,9,9,999,999,9,999999999,0,0,0,88,999,999,99]
[2005,12,18,10,0,"?9?9?9?9E0?9?9?9*9*9?9*9*9?9*9*9?9?9*9*_*9*9*9*9*9",-14.7,-21.8,51,86970,9999,9999,198,65,172,15,999900,999900,999900,99990,182,0,7,7,999,999,9,999999999,0,0,0,88,999,999,99]
[2005,12,18,18,0,"?9?9?9?9E0?9?9?9*9*9?9*9*9?9*9*9?9?9*9*_*9*9*9*9*9",-3,-15.2,34,86970,9999,9999,236,64,0,10,999900,999900,999900,99990,116,3,4,4,999,999,9,999999999,0,0,0,88,999,999,99]
[2005,12,18,24,0,"?9?9?9?9E0?9?9?9*9*9?9*9*9?9*9*9?9?9*9*_*9*9*9*9*9",-10.7,-18.8,47,86970,9999,9999,206,0,0,0,999900,999900,999900,99990,218,3,3,3,999,999,9,999999999,0,0,0,88,999,999,99]
[2005,12,19,3,0,"?9?9?9?9E0?9?9?9*9*9?9*9*9?9?9?9?9?9*9*_*9*9*9*9*9",-11.9,-19.399999999999999,50,87000,9999,9999,203,0,0,0,999900,999900,999900,99990,292,2,4,4,999,999,9,999999999,0,0,0,88,999,999,99]
[2005,12,19,14,0,"?9?9?9?9E0?9?9?9*9*9?9*9*9?9*9*9?9?9*9*_*9*9*9*9*9",-3.7,-16.3,33,87000,9999,9999,239,543,740,84,999900,999900,999900,99990,358,2,7,7,999,999,9,999999999,0,0,0,88,999,999,99]
[2005,12,19,20,0,"?9?9?9?9E0?9?9?9*9*9?9*9*9?9*9*9?9?9*9*_*9*9*9*9*9",-4.9000000000000004,-16.899999999999999,34,87000,9999,9999,232,0,0,0,999900,999900,999900,99990,228,7,6,6,999,999,9,999999999,0,0,0,88,999,999,99]
[2005,12,20,4,0,"?9?9?9?9E0?9?9?9*9*9?9*9*9?9*9*9?9?9*9*_*9*9*9*9*9",-13.2,-19.600000000000001,55,87050,9999,9999,193,0,0,0,999900,999900,999900,99990,354,0,1,1,999,999,9,999999999,0,0,0,88,999,999,99]
[2005,12,20,13,0,"?9?9?9?9E0?9?9?9*9*9?9*9*9?9*9*9?9?9*9*_*9*9*9*9*9",-3.6,-15.1,36,87050,9999,9999,223,447,751,74,999900,999900,999900,99990,76,0,0,0,999,999,9,999999999,0,0,0,88,999,999,99]
[2005,12,20,21,0,"?9?9?9?9E0?9?9?9*9*9?9*9*9?9?9?9?9?9*9*_*9*9*9*9*9",-5.9,-18.5,32,87050,9999,9999,238,0,0,0,999900,999900,999900,99990,270,1,9,9,999,999,9,999999999,0,0,0,88,999,999,99]
[2005,12,21,6,0,"?9?9?9?9E0?9?9?9*9*9?9*9*9?9*9*9?9?9*9*_*9*9*9*9*9",-13.5,-19.7,56,87030,9999,9999,201,0,0,0,999900,999900,999900,99990,285,1,6,6,999,999,9,999999999,0,0,0,88,999,999,99]
[2005,12,21,7,0,"?9?9?9?9E0?9?9?9*9*9?9*9*9?9*9*9?9?9*9*_*9*9*9*9*9",-13.9,-19.8,58,87030,9999,9999,202,0,0,0,999900,999900,999900,99990,203,1,7,7,999,999,9,999999999,0,0,0,88,999,999,99]
[2005,12,21,15,0,"?9?9?9?9E0?9?9?9*9*9?9*9*9?9?9?9?9?9*9*_*9*9*9*9*9",-0.5,-12.6,35,87030,9999,9999,235,455,708,72,999900,999900,999900,99990,292,4,0,0,999,999,9,999999999,0,0,0,88,999,999,99]
[2005,12,21,16,0,"?9?9?9?9E0?9?9?9*9*9?9*9*9?9*9*9?9?9*9*_*9*9*9*9*9",1,-12.3,32,87030,9999,9999,260,347,621,55,999900,999900,999900,99990,351,4,7,7,999,999,9,999999999,0,0,0,88,999,999,99]
[2005,12,21,17,0,"?9?9?9?9E0?9?9?9*9*9?9*9*9?9*9*9?9?9*9*_*9*9*9*9*9",0.6,-13.4,30,87030,9999,9999,258,204,309,32,999900,999900,999900,99990,127,4,7,7,999,999,9,999999999,0,0,0,88,999,999,99]
[2005,12,21,18,0,"?9?9?9?9E0?9?9?9*9*9?9*9*9?9*9*9?9?9*9*_*9*9*9*9*9",-0.6,-14.9,29,87030,9999,9999,256,57,0,9,999900,999900,999900,99990,20,4,8,8,999,999,9,999999999,0,0,0,88,999,999,99]
[2005,12,21,19,0,"?9?9?9?9E0?9?9?9*9*9?9*9*9?9*9*9?9?9*9*_*9*9*9*9*9",-2.2999999999999998,-16.5,28,87030,9999,9999,253,0,0,0,999900,999900,999900,99990,37,4,9,9,999,999,9,999999999,0,0,0,88,999,999,99]
[2005,12,21,20,0,"?9?9?9?9E0?9?9?9*9*9?9*9*9?9*9*9?9?9*9*_*9*9*9*9*9",-4.0999999999999996,-17.7,30,87030,9999,9999,234,0,0,0,999900,999900,999900,99990,226,4,6,6,999,999,9,999999999,0,0,0,88,999,999,99]
[2005,12,21,21,0,"?9?9?9?9E0?9?9?9*9*9?9*9*9?9?9?9?9?9*9*_*9*9*9*9*9",-5.9,-18.5,32,87030,9999,9999,221,0,0,0,999900,999900,999900,99990,0,0,3,3,999,999,9,999999999,0,0,0,88,999,999,99]
[2005,12,21,22,0,"?9?9?9?9E0?9?9?9*9*9?9*9*9?9*9*9?9?9*9*_*9*9*9*9*9",-7.4,-18.8,35,87030,9999,9999,216,0,0,0,999900,999900,999900,99990,140,0,3,3,999,999,9,999999999,0,0,0,88,999,999,99]
[2005,12,21,23,0,"?9?9?9?9E0?9?9?9*9*9?9*9*9?9*9*9?9?9*9*_*9*9*9*9*9",-8.6,-18.5,40,87030,9999,9999,204,0,0,0,999900,999900,999900,99990,263,0,0,0,999,999,9,999999999,0,0,0,88,999,999,99]
[2005,12,21,24,0,"?9?9?9?9E0?9?9?9*9*9?9*9*9?9*9*9?9?9*9*_*9*9*9*9*9",-9.6999999999999993,-18.2,46,87030,9999,9999,215,0,0,0,999900,999900,999900,99990,34,0,6,6,999,999,9,999999999,0,0,0,88,999,999,99]
[2005,12,22,1,0,"?9?9?9?9E0?9?9?9*9*9?9*9*9?9*9*9?9?9*9*_*9*9*9*9*9",-10.6,-17.8,52,87190,9999,9999,212,0,0,0,999900,999900,999900,99990,223,0,6,6,999,999,9,999999999,0,0,0,88,999,999,99]
[2005,12,22,2,0,"?9?9?9?9E0?9?9?9*9*9?9*9*9?9*9*9?9?9*9*_*9*9*9*9*9",-11.6,-17.600000000000001,58,87190,9999,9999,211,0,0,0,999900,999900,999900,99990,251,0,7,7,999,999,9,999999999,0,0,0,88,999,999,99]
[2005,12,22,3,0,"?9?9?9?9E0?9?9?9*9*9?9*9*9?9?9?9?9?9*9*_*9*9*9*9*9",-12.6,-17.5,64,87190,9999,9999,206,0,0,0,999900,999900,999900,99990,0,0,6,6,999,999,9,999999999,0,0,0,88,999,999,99]
[2005,12,22,4,0,"?9?9?9?9E0?9?9?9*9*9?9*9*9?9*9*9?9?9*9*_*9*9*9*9*9",-13.8,-17.7,69,87190,9999,9999,204,0,0,0,999900,999900,999900,99990,79,0,7,7,999,999,9,999999999,0,0,0,88,999,999,99]
[2005,12,22,5,0,"?9?9?9?9E0?9?9?9*9*9?9*9*9?9*9*9?9?9*9*_*9*9*9*9*9",-14.9,-18,75,87190,9999,9999,185,0,0,0,999900,999900,999900,99990,227,0,0,0,999,999,9,999999999,0,0,0,88,999,999,99]
[2005,12,22,6,0,"?9?9?9?9E0?9?9?9*9*9?9*9*9?9*9*9?9?9*9*_*9*9*9*9*9",-15.9,-18.5,78,87190,9999,9999,191,0,0,0,999900,999900,999900,99990,284,0,4,4,999,999,9,999999999,0,0,0,88,999,999,99]
[2005,12,22,7,0,"?9?9?9?9E0?9?9?9*9*9?9*9*9?9*9*9?9?9*9*_*9*9*9*9*9",-16.600000000000001,-19,80,87190,9999,9999,197,0,0,0,999900,999900,999900,99990,35,0,8,8,999,999,9,999999999,0,0,0,88,999,999,99]
[2005,12,22,8,0,"?9?9?9?9E0?9?9?9*9*9?9*9*9?9*9*9?9?9*9*_*9*9*9*9*9",-16.899999999999999,-19.399999999999999,79,87190,9999,9999,188,0,0,0,999900,999900,999900,99990,173,0,4,4,999,999,9,999999999,0,0,0,88,999,999,99]
[2005,12,22,9,0,"?9?9?9?9E0?9?9?9*9*9?9*9*9?9?9?9?9?9*9*_*9*9*9*9*9",-15.8,-18.8,76,87190,9999,9999,192,0,0,0,999900,999900,999900,99990,0,0,4,4,999,999,9,999999999,0,0,0,88,999,999,99]
[2005,12,22,10,0,"?9?9?9?9E0?9?9?9*9*9?9*9*9?9*9*9?9?9*9*_*9*9*9*9*9",-13.7,-17.7,69,87190,9999,9999,208,99,253,28,999900,999900,999900,99990,309,0,8,8,999,999,9,999999999,0,0,0,88,999,999,99]
[2005,12,22,11,0,"?9?9?9?9E0?9?9?9*9*9?9*9*9?9*9*9?9?9*9*_*9*9*9*9*9",-11.3,-16.7,61,87190,9999,9999,209,234,493,44,999900,999900,999900,99990,153,0,5,5,999,999,9,999999999,0,0,0,88,999,999,99]
[2005,12,22,12,0,"?9?9?9?9E0?9?9?9*9*9?9*9*9?9*9*9?9?9*9*_*9*9*9*9*9",-8.6999999999999993,-16,52,87190,9999,9999,219,352,641,66,999900,999900,999900,99990,236,0,6,6,999,999,9,999999999,0,0,0,88,999,999,99]
[2005,12,22,13,0,"?9?9?9?9E0?9?9?9*9*9?9*9*9?9*9*9?9?9*9*_*9*9*9*9*9",-6.2,-15.6,43,87190,9999,9999,240,429,751,80,999900,999900,999900,99990,341,0,9,9,999,999,9,999999999,0,0,0,88,999,999,99]
[2005,12,22,14,0,"?9?9?9?9E0?9?9?9*9*9?9*9*9?9*9*9?9?9*9*_*9*9*9*9*9",-4,-15.5,36,87190,9999,9999,248,448,741,84,999900,999900,999900,99990,148,0,9,9,999,999,9,999999999,0,0,0,88,999,999,99]
[2005,12,22,15,0,"?9?9?9?9E0?9?9?9*9*9?9*9*9?9?9?9?9?9*9*_*9*9*9*9*9",-2.2999999999999998,-15.3,32,87190,9999,9999,249,405,708,76,999900,999900,999900,99990,247,4,8,8,999,999,9,999999999,0,0,0,88,999,999,99]
[2005,12,22,16,0,"?9?9?9?9E0?9?9?9*9*9?9*9*9?9*9*9?9?9*9*_*9*9*9*9*9",-1.5,-14.7,31,87190,9999,9999,249,301,622,84,999900,999900,999900,99990,338,4,7,7,999,999,9,999999999,0,0,0,88,999,999,99]
[2005,12,22,17,0,"?9?9?9?9E0?9?9?9*9*9?9*9*9?9*9*9?9?9*9*_*9*9*9*9*9",-2,-14.4,34,87190,9999,9999,240,104,0,104,999900,999900,999900,99990,153,4,4,4,999,999,9,999999999,0,0,0,88,999,999,99]
[2005,12,22,18,0,"?9?9?9?9E0?9?9?9*9*9?9*9*9?9*9*9?9?9*9*_*9*9*9*9*9",-3.2,-14.1,38,87190,9999,9999,243,50,0,14,999900,999900,999900,99990,257,4,7,7,999,999,9,999999999,0,0,0,88,999,999,99]
[2005,12,22,19,0,"?9?9?9?9E0?9?9?9*9*9?9*9*9?9*9*9?9?9*9*_*9*9*9*9*9",-4.7,-14.2,43,87190,9999,9999,233,0,0,0,999900,999900,999900,99990,345,4,5,5,999,999,9,999999999,0,0,0,88,999,999,99]
[2005,12,22,20,0,"?9?9?9?9E0?9?9?9*9*9?9*9*9?9*9*9?9?9*9*_*9*9*9*9*9",-6.3,-14.5,48,87190,9999,9999,227,0,0,0,999900,999900,999900,99990,77,4,5,5,999,999,9,999999999,0,0,0,88,999,999,99]
[2005,12,22,21,0,"?9?9?9?9E0?9?9?9*9*9?9*9*9?9?9?9?9?9*9*_*9*9*9*9*9",-7.4,-14.7,52,87190,9999,9999,231,0,0,0,999900,999900,999900,99990,292,5,8,8,999,999,9,999999999,0,0,0,88,999,999,99]
[2005,12,22,22,0,"?9?9?9?9E0?9?9?9*9*9?9*9*9?9*9*9?9?9*9*_*9*9*9*9*9",-7.9,-14.8,54,87190,9999,9999,213,0,0,0,999900,999900,999900,99990,100,5,1,1,999,999,9,999999999,0,0,0,88,999,999,99]
[2005,12,22,23,0,"?9?9?9?9E0?9?9?9*9*9?9*9*9?9*9*9?9?9*9*_*9*9*9*9*9",-7.8,-14.7,54,87190,9999,9999,235,0,0,0,999900,999900,999900,99990,66,5,9,9,999,999,9,999999999,0,0,0,88,999,999,99]
[2005,12,22,24,0,"?9?9?9?9E0?9?9?9*9*9?9*9*9?9*9*9?9?9*9*_*9*9*9*9*9",-7.5,-14.6,53,87190,9999,9999,221,0,0,0,999900,999900,999900,99990,49,5,4,4,999,999,9,999999999,0,0,0,88,999,999,99]
[2005,12,23,1,0,"?9?9?9?9E0?9?9?9*9*9?9*9*9?9*9*9?9?9*9*_*9*9*9*9*9",-7.1,-14.4,52,87430,9999,9999,219,0,0,0,999900,999900,999900,99990,153,5,2,2,999,999,9,999999999,0,0,0,88,999,999,99]
[2005,12,23,2,0,"?9?9?9?9E0?9?9?9*9*9?9*9*9?9*9*9?9?9*9*_*9*9*9*9*9",-6.8,-14.4,51,87430,9999,9999,217,0,0,0,999900,999900,999900,99990,241,5,1,1,999,999,9,999999999,0,0,0,88,999,999,99]
[2005,12,23,3,0,"?9?9?9?9E0?9?9?9*9*9?9*9*9?9?9?9?9?9*9*_*9*9*9*9*9",-7,-14.5,51,87430,9999,9999,238,0,0,0,999900,999900,999900,99990,315,2,9,9,999,999,9,999999999,0,0,0,88,999,999,99]
[2005,12,23,4,0,"?9?9?9?9E0?9?9?9*9*9?9*9*9?9*9*9?9?9*9*_*9*9*9*9*9",-7.7,-14.9,53,87430,9999,9999,226,0,0,0,999900,999900,999900,99990,330,2,7,7,999,999,9,999999999,0,0,0,88,999,999,99]
[2005,12,23,5,0,"?9?9?9?9E0?9?9?9*9*9?9*9*9?9*9*9?9?9*9*_*9*9*9*9*9",-8.8000000000000007,-15.4,55,87430,9999,9999,231,0,0,0,999900,999900,999900,99990,210,2,9,9,999,999,9,999999999,0,0,0,88,999,999,99]
[2005,12,23,6,0,"?9?9?9?9E0?9?9?9*9*9?9*9*9?9*9*9?9?9*9*_*9*9*9*9*9",-10,-15.9,58,87430,9999,9999,210,0,0,0,999900,999900,999900,99990,338,2,3,3,999,999,9,999999999,0,0,0,88,999,999,99]
[2005,12,23,7,0,"?9?9?9?9E0?9?9?9*9*9?9*9*9?9*9*9?9?9*9*_*9*9*9*9*9",-10.9,-16.3,61,87430,9999,9999,218,0,0,0,999900,999900,999900,99990,79,2,8,8,999,999,9,999999999,0,0,0,88,999,999,99]
[2005,12,23,8,0,"?9?9?9?9E0?9?9?9*9*9?9*9*9?9*9*9?9?9*9*_*9*9*9*9*9",-11.3,-16.600000000000001,62,87430,9999,9999,205,0,0,0,999900,999900,999900,99990,9,2,3,3,999,999,9,999999999,0,0,0,88,999,999,99]
[2005,12,23,9,0,"?9?9?9?9E0?9?9?9*9*9?9*9*9?9?9?9?9?9*9*_*9*9*9*9*9",-11,-16.2,62,87430,9999,9999,208,0,0,0,999900,999900,999900,99990,360,4,4,4,999,999,9,999999999,0,0,0,88,999,999,99]
[2005,12,23,10,0,"?9?9?9?9E0?9?9?9*9*9?9*9*9?9*9*9?9?9*9*_*9*9*9*9*9",-9.6999999999999993,-15.4,60,87430,9999,9999,228,62,169,14,999900,999900,999900,99990,174,4,9,9,999,999,9,999999999,0,0,0,88,999,999,99]
[2005,12,23,11,0,"?9?9?9?9E0?9?9?9*9*9?9*9*9?9*9*9?9?9*9*_*9*9*9*9*9",-7.9,-14.4,56,87430,9999,9999,213,247,545,37,999900,999900,999900,99990,179,4,1,1,999,999,9,999999999,0,0,0,88,999,999,99]
[2005,12,23,12,0,"?9?9?9?9E0?9?9?9*9*9?9*9*9?9*9*9?9?9*9*_*9*9*9*9*9",-6.1,-13.8,51,87430,9999,9999,228,371,707,56,999900,999900,999900,99990,352,4,5,5,999,999,9,999999999,0,0,0,88,999,999,99]
[2005,12,23,13,0,"?9?9?9?9E0?9?9?9*9*9?9*9*9?9*9*9?9?9*9*_*9*9*9*9*9",-4.8,-13.8,45,87430,9999,9999,229,453,752,69,999900,999900,999900,99990,63,4,3,3,999,999,9,999999999,0,0,0,88,999,999,99]
[2005,12,23,14,0,"?9?9?9?9E0?9?9?9*9*9?9*9*9?9*9*9?9?9*9*_*9*9*9*9*9",-4.5999999999999996,-14.8,41,87430,9999,9999,241,473,741,72,999900,999900,999900,99990,46,4,8,8,999,999,9,999999999,0,0,0,88,999,999,99]
[2005,12,23,15,0,"?9?9?9?9E0?9?9?9*9*9?9*9*9?9?9?9?9?9*9*_*9*9*9*9*9",-5.2,-16.3,37,87430,9999,9999,220,427,709,65,999900,999900,999900,99990,45,3,1,1,999,999,9,999999999,0,0,0,88,999,999,99]
[2005,12,23,16,0,"?9?9?9?9E0?9?9?9*9*9?9*9*9?9*9*9?9?9*9*_*9*9*9*9*9",-5.5,-17.2,35,87430,9999,9999,241,326,623,49,999900,999900,999900,99990,268,3,9,9,999,999,9,999999999,0,0,0,88,999,999,99]
[2005,12,23,17,0,"?9?9?9?9E0?9?9?9*9*9?9*9*9?9*9*9?9?9*9*_*9*9*9*9*9",-6.3,-18.100000000000001,35,87430,9999,9999,228,192,320,29,999900,999900,999900,99990,10,3,7,7,999,999,9,999999999,0,0,0,88,999,999,99]
[2005,12,23,18,0,"?9?9?9?9E0?9?9?9*9*9?9*9*9?9*9*9?9?9*9*_*9*9*9*9*9",-7.5,-19,35,87430,9999,9999,221,31,0,7,999900,999900,999900,99990,9,3,6,6,999,999,9,999999999,0,0,0,88,999,999,99]
[2005,12,23,19,0,"?9?9?9?9E0?9?9?9*9*9?9*9*9?9*9*9?9?9*9*_*9*9*9*9*9",-8.9,-19.8,37,87430,9999,9999,205,0,0,0,999900,999900,999900,99990,350,3,1,1,999,999,9,999999999,0,0,0,88,999,999,99]
[2005,12,23,20,0,"?9?9?9?9E0?9?9?9*9*9?9*9*9?9*9*9?9?9*9*_*9*9*9*9*9",-10.3,-20.5,39,87430,9999,9999,201,0,0,0,999900,999900,999900,99990,225,3,1,1,999,999,9,999999999,0,0,0,88,999,999,99]
[2005,12,23,21,0,"?9?9?9?9E0?9?9?9*9*9?9*9*9?9?9?9?9?9*9*_*9*9*9*9*9",-11.6,-21.1,41,87430,9999,9999,192,0,0,0,999900,999900,999900,99990,0,0,0,0,999,999,9,999999999,0,0,0,88,999,999,99]
[2005,12,23,22,0,"?9?9?9?9E0?9?9?9*9*9?9*9*9?9*9*9?9?9*9*_*9*9*9*9*9",-12.6,-21.6,43,87430,9999,9999,212,0,0,0,999900,999900,999900,99990,185,0,9,9,999,999,9,999999999,0,0,0,88,999,999,99]
[2005,12,23,23,0,"?9?9?9?9E0?9?9?9*9*9?9*9*9?9*9*9?9?9*9*_*9*9*9*9*9",-13.4,-21.9,45,87430,9999,9999,199,0,0,0,999900,999900,999900,99990,150,0,6,6,999,999,9,999999999,0,0,0,88,999,999,99]
[2005,12,23,24,0,"?9?9?9?9E0?9?9?9*9*9?9*9*9?9*9*9?9?9*9*_*9*9*9*9*9",-14.1,-22.3,46,87430,9999,9999,194,0,0,0,999900,999900,999900,99990,58,0,4,4,999,999,9,999999999,0,0,0,88,999,999,99]
[2005,12,24,1,0,"?9?9?9?9E0?9?9?9*9*9?9*9*9?9*9*9?9?9*9*_*9*9*9*9*9",-14.7,-22.4,48,87580,9999,9999,192,0,0,0,999900,999900,999900,99990,276,0,4,4,999,999,9,999999999,0,0,0,88,999,999,99]
[2005,12,24,2,0,"?9?9?9?9E0?9?9?9*9*9?9*9*9?9*9*9?9?9*9*_*9*9*9*9*9",-15.3,-22.6,50,87580,9999,9999,195,0,0,0,999900,999900,999900,99990,283,0,7,7,999,999,9,999999999,0,0,0,88,999,999,99]
[2005,12,24,3,0,"?9?9?9?9E0?9?9?9*9*9?9*9*9?9?9?9?9?9*9*_*9*9*9*9*9",-16,-23,51,87580,9999,9999,200,0,0,0,999900,999900,999900,99990,0,0,9,9,999,999,9,999999999,0,0,0,88,999,999,99]
[2005,12,24,4,0,"?9?9?9?9E0?9?9?9*9*9?9*9*9?9*9*9?9?9*9*_*9*9*9*9*9",-16.899999999999999,-23.5,53,87580,9999,9999,197,0,0,0,999900,999900,999900,99990,330,0,9,9,999,999,9,999999999,0,0,0,88,999,999,99]
[2005,12,24,5,0,"?9?9?9?9E0?9?9?9*9*9?9*9*9?9*9*9?9?9*9*_*9*9*9*9*9",-17.7,-24.1,54,87580,9999,9999,176,0,0,0,999900,999900,999900,99990,122,0,1,1,999,999,9,999999999,0,0,0,88,999,999,99]
[2005,12,24,6,0,"?9?9?9?9E0?9?9?9*9*9?9*9*9?9*9*9?9?9*9*_*9*9*9*9*9",-18.399999999999999,-24.6,55,87580,9999,9999,188,0,0,0,999900,999900,999900,99990,223,0,8,8,999,999,9,999999999,0,0,0,88,999,999,99]
[2005,12,24,7,0,"?9?9?9?9E0?9?9?9*9*9?9*9*9?9*9*9?9?9*9*_*9*9*9*9*9",-18.7,-25,54,87580,9999,9999,175,0,0,0,999900,999900,999900,99990,61,0,2,2,999,999,9,999999999,0,0,0,88,999,999,99]
[2005,12,24,8,0,"?9?9?9?9E0?9?9?9*9*9?9*9*9?9*9*9?9?9*9*_*9*9*9*9*9",-18.5,-25,53,87580,9999,9999,182,0,0,0,999900,999900,999900,99990,292,0,6,6,999,999,9,999999999,0,0,0,88,999,999,99]
[2005,12,24,9,0,"?9?9?9?9E0?9?9?9*9*9?9*9*9?9?9?9?9?9*9*_*9*9*9*9*9",-17.600000000000001,-24.6,51,87580,9999,9999,173,0,0,0,999900,999900,999900,99990,0,0,0,0,999,999,9,999999999,0,0,0,88,999,999,99]
[2005,12,24,10,0,"?9?9?9?9E0?9?9?9*9*9?9*9*9?9*9*9?9?9*9*_*9*9*9*9*9",-15.9,-23.7,47,87580,9999,9999,190,67,188,15,999900,999900,999900,99990,255,0,6,6,999,999,9,999999999,0,0,0,88,999,999,99]
[2005,12,24,11,0,"?9?9?9?9E0?9?9?9*9*9?9*9*9?9*9*9?9?9*9*_*9*9*9*9*9",-13.5,-22.8,42,87580,9999,9999,208,309,692,44,999900,999900,999900,99990,119,0,9,9,999,999,9,999999999,0,0,0,88,999,999,99]
[2005,12,24,12,0,"?9?9?9?9E0?9?9?9*9*9?9*9*9?9*9*9?9?9*9*_*9*9*9*9*9",-10.9,-21.7,36,87580,9999,9999,194,233,408,52,999900,999900,999900,99990,188,0,0,0,999,999,9,999999999,0,0,0,88,999,999,99]
[2005,12,24,13,0,"?9?9?9?9E0?9?9?9*9*9?9*9*9?9*9*9?9?9*9*_*9*9*9*9*9",-8.1,-21,31,87580,9999,9999,210,567,752,80,999900,999900,999900,99990,195,0,2,2,999,999,9,999999999,0,0,0,88,999,999,99]
[2005,12,24,14,0,"?9?9?9?9E0?9?9?9*9*9?9*9*9?9*9*9?9?9*9*_*9*9*9*9*9",-5.6,-20.5,26,87580,9999,9999,220,592,741,84,999900,999900,999900,99990,103,0,3,3,999,999,9,999999999,0,0,0,88,999,999,99]
[2005,12,24,15,0,"?9?9?9?9E0?9?9?9*9*9?9*9*9?9?9?9?9?9*9*_*9*9*9*9*9",-3.6,-20.399999999999999,22,87580,9999,9999,236,268,608,59,999900,999900,999900,99990,157,4,7,7,999,999,9,999999999,0,0,0,88,999,999,99]
[2005,12,24,16,0,"?9?9?9?9E0?9?9?9*9*9?9*9*9?9*9*9?9?9*9*_*9*9*9*9*9",-2.6,-20.5,20,87580,9999,9999,225,408,625,58,999900,999900,999900,99990,73,4,1,1,999,999,9,999999999,0,0,0,88,999,999,99]
[2005,12,24,17,0,"?9?9?9?9E0?9?9?9*9*9?9*9*9?9*9*9?9?9*9*_*9*9*9*9*9",-3.1,-21.4,19,87580,9999,9999,218,120,327,27,999900,999900,999900,99990,270,4,0,0,999,999,9,999999999,0,0,0,88,999,999,99]
[2005,12,24,18,0,"?9?9?9?9E0?9?9?9*9*9?9*9*9?9*9*9?9?9*9*_*9*9*9*9*9",-4.5,-22.4,19,87580,9999,9999,213,68,0,10,999900,999900,999900,99990,184,4,0,0,999,999,9,999999999,0,0,0,88,999,999,99]
[2005,12,24,19,0,"?9?9?9?9E0?9?9?9*9*9?9*9*9?9*9*9?9?9*9*_*9*9*9*9*9",-6.2,-23.5,20,87580,9999,9999,224,0,0,0,999900,999900,999900,99990,167,4,7,7,999,999,9,999999999,0,0,0,88,999,999,99]
[2005,12,24,20,0,"?9?9?9?9E0?9?9?9*9*9?9*9*9?9*9*9?9?9*9*_*9*9*9*9*9",-7.7,-24.4,21,87580,9999,9999,201,0,0,0,999900,999900,999900,99990,198,4,0,0,999,999,9,999999999,0,0,0,88,999,999,99]
[2005,12,24,21,0,"?9?9?9?9E0?9?9?9*9*9?9*9*9?9?9?9?9?9*9*_*9*9*9*9*9",-8.6999999999999993,-24.8,22,87580,9999,9999,218,0,0,0,999900,999900,999900,99990,112,1,8,8,999,999,9,999999999,0,0,0,88,999,999,99]
[2005,12,24,22,0,"?9?9?9?9E0?9?9?9*9*9?9*9*9?9*9*9?9?9*9*_*9*9*9*9*9",-8.9,-24.8,23,87580,9999,9999,208,0,0,0,999900,999900,999900,99990,74,1,4,4,999,999,9,999999999,0,0,0,88,999,999,99]
[2005,12,24,23,0,"?9?9?9?9E0?9?9?9*9*9?9*9*9?9*9*9?9?9*9*_*9*9*9*9*9",-8.8000000000000007,-24.8,22,87580,9999,9999,222,0,0,0,999900,999900,999900,99990,207,1,9,9,999,999,9,999999999,0,0,0,88,999,999,99]
[2005,12,24,24,0,"?9?9?9?9E0?9?9?9*9*9?9*9*9?9*9*9?9?9*9*_*9*9*9*9*9",-8.6,-24.8,22,87580,9999,9999,207,0,0,0,999900,999900,999900,99990,194,1,3,3,999,999,9,999999999,0,0,0,88,999,999,99]
[2005,12,25,1,0,"?9?9?9?9E0?9?9?9*9*9?9*9*9?9*9*9?9?9*9*_*9*9*9*9*9",-8.4,-24.4,23,87270,9999,9999,208,0,0,0,999900,999900,999900,99990,228,1,3,3,999,999,9,999999999,0,0,0,88,999,999,99]
[2005,12,25,2,0,"?9?9?9?9E0?9?9?9*9*9?9*9*9?9*9*9?9?9*9*_*9*9*9*9*9",-8.3000000000000007,-24.2,23,87270,9999,9999,206,0,0,0,999900,999900,999900,99990,139,1,2,2,999,999,9,999999999,0,0,0,88,999,999,99]
[2005,12,25,3,0,"?9?9?9?9E0?9?9?9*9*9?9*9*9?9?9?9?9?9*9*_*9*9*9*9*9",-8.1999999999999993,-23.6,24,87270,9999,9999,201,0,0,0,999900,999900,999900,99990,67,2,0,0,999,999,9,999999999,0,0,0,88,999,999,99]
[2005,12,25,4,0,"?9?9?9?9E0?9?9?9*9*9?9*9*9?9*9*9?9?9*9*_*9*9*9*9*9",-8.1999999999999993,-22.8,26,87270,9999,9999,226,0,0,0,999900,999900,999900,99990,7,2,9,9,999,999,9,999999999,0,0,0,88,999,999,99]
[2005,12,25,5,0,"?9?9?9?9E0?9?9?9*9*9?9*9*9?9*9*9?9?9*9*_*9*9*9*9*9",-8.4,-22.1,28,87270,9999,9999,205,0,0,0,999900,999900,999900,99990,191,2,1,1,999,999,9,999999999,0,0,0,88,999,999,99]
[2005,12,25,6,0,"?9?9?9?9E0?9?9?9*9*9?9*9*9?9*9*9?9?9*9*_*9*9*9*9*9",-8.5,-21.3,31,87270,9999,9999,208,0,0,0,999900,999900,999900,99990,161,2,2,2,999,999,9,999999999,0,0,0,88,999,999,99]
[2005,12,25,7,0,"?9?9?9?9E0?9?9?9*9*9?9*9*9?9*9*9?9?9*9*_*9*9*9*9*9",-8.6,-20.7,33,87270,9999,9999,227,0,0,0,999900,999900,999900,99990,3,2,9,9,999,999,9,999999999,0,0,0,88,999,999,99]
[2005,12,25,8,0,"?9?9?9?9E0?9?9?9*9*9?9*9*9?9*9*9?9?9*9*_*9*9*9*9*9",-8.5,-20.100000000000001,34,87270,9999,9999,223,0,0,0,999900,999900,999900,99990,205,2,8,8,999,999,9,999999999,0,0,0,88,999,999,99]
[2005,12,25,9,0,"?9?9?9?9E0?9?9?9*9*9?9*9*9?9?9?9?9?9*9*_*9*9*9*9*9",-8.1999999999999993,-19.7,35,87270,9999,9999,204,0,0,0,999900,999900,999900,99990,135,2,0,0,999,999,9,999999999,0,0,0,88,999,999,99]
[2005,12,25,10,0,"?9?9?9?9E0?9?9?9*9*9?9*9*9?9*9*9?9?9*9*_*9*9*9*9*9",-7.6,-19.399999999999999,34,87270,9999,9999,220,80,122,46,999900,999900,999900,99990,16,2,6,6,999,999,9,999999999,0,0,0,88,999,999,99]
[2005,12,25,11,0,"?9?9?9?9E0?9?9?9*9*9?9*9*9?9*9*9?9?9*9*_*9*9*9*9*9",-6.8,-19.100000000000001,33,87270,9999,9999,221,183,203,105,999900,999900,999900,99990,168,2,5,5,999,999,9,999999999,0,0,0,88,999,999,99]
[2005,12,25,12,0,"?9?9?9?9E0?9?9?9*9*9?9*9*9?9*9*9?9?9*9*_*9*9*9*9*9",-5.8,-18.600000000000001,31,87270,9999,9999,230,135,0,135,999900,999900,999900,99990,180,2,7,7,999,999,9,999999999,0,0,0,88,999,999,99]
[2005,12,25,13,0,"?9?9?9?9E0?9?9?9*9*9?9*9*9?9*9*9?9?9*9*_*9*9*9*9*9",-4.5999999999999996,-17.899999999999999,30,87270,9999,9999,228,335,310,192,999900,999900,999900,99990,308,2,4,4,999,999,9,999999999,0,0,0,88,999,999,99]
[2005,12,25,14,0,"?9?9?9?9E0?9?9?9*9*9?9*9*9?9*9*9?9?9*9*_*9*9*9*9*9",-3.2,-16.399999999999999,31,87270,9999,9999,230,350,350,201,999900,999900,999900,99990,56,2,2,2,999,999,9,999999999,0,0,0,88,999,999,99]
[2005,12,25,15,0,"?9?9?9?9E0?9?9?9*9*9?9*9*9?9?9?9?9?9*9*_*9*9*9*9*9",-1.8,-14.1,34,87270,9999,9999,237,316,390,181,999900,999900,999900,99990,180,3,2,2,999,999,9,999999999,0,0,0,88,999,999,99]
[2005,12,25,16,0,"?9?9?9?9E0?9?9?9*9*9?9*9*9?9*9*9?9?9*9*_*9*9*9*9*9",-0.8,-11.6,39,87270,9999,9999,245,119,0,119,999900,999900,999900,99990,53,3,3,3,999,999,9,999999999,0,0,0,88,999,999,99]
[2005,12,25,17,0,"?9?9?9?9E0?9?9?9*9*9?9*9*9?9*9*9?9?9*9*_*9*9*9*9*9",-1.2,-10,47,87270,9999,9999,247,70,0,70,999900,999900,999900,99990,77,3,4,4,999,999,9,999999999,0,0,0,88,999,999,99]
[2005,12,25,18,0,"?9?9?9?9E0?9?9?9*9*9?9*9*9?9*9*9?9?9*9*_*9*9*9*9*9",-2.2000000000000002,-9.1,56,87270,9999,9999,240,20,0,20,999900,999900,999900,99990,7,3,2,2,999,999,9,999999999,0,0,0,88,999,999,99]
[2005,12,25,19,0,"?9?9?9?9E0?9?9?9*9*9?9*9*9?9*9*9?9?9*9*_*9*9*9*9*9",-3.6,-8.6,65,87270,9999,9999,238,0,0,0,999900,999900,999900,99990,0,3,3,3,999,999,9,999999999,0,0,0,88,999,999,99]
[2005,12,25,20,0,"?9?9?9?9E0?9?9?9*9*9?9*9*9?9*9*9?9?9*9*_*9*9*9*9*9",-5.0999999999999996,-8.6,74,87270,9999,9999,241,0,0,0,999900,999900,999900,99990,160,3,7,7,999,999,9,999999999,0,0,0,88,999,999,99]
[2005,12,25,21,0,"?9?9?9?9E0?9?9?9*9*9?9*9*9?9?9?9?9?9*9*_*9*9*9*9*9",-6.3,-8.6999999999999993,81,87270,9999,9999,234,0,0,0,999900,999900,999900,99990,0,0,6,6,999,999,9,999999999,0,0,0,88,999,999,99]
[2005,12,25,22,0,"?9?9?9?9E0?9?9?9*9*9?9*9*9?9*9*9?9?9*9*_*9*9*9*9*9",-7.1,-8.8000000000000007,86,87270,9999,9999,228,0,0,0,999900,999900,999900,99990,333,0,4,4,999,999,9,999999999,0,0,0,88,999,999,99]
[2005,12,25,23,0,"?9?9?9?9E0?9?9?9*9*9?9*9*9?9*9*9?9?9*9*_*9*9*9*9*9",-7.6,-8.8000000000000007,90,87270,9999,9999,219,0,0,0,999900,999900,999900,99990,134,0,1,1,999,999,9,999999999,0,0,0,88,999,999,99]
[2005,12,25,24,0,"?9?9?9?9E0?9?9?9*9*9?9*9*9?9*9*9?9?9*9*_*9*9*9*9*9",-7.9,-8.8000000000000007,93,87270,9999,9999,225,0,0,0,999900,999900,999900,99990,249,0,4,4,999,999,9,999999999,0,0,0,88,999,999,99]
[2005,12,26,1,0,"?9?9?9?9E0?9?9?9*9*9?9*9*9?9*9*9?9?9*9*_*9*9*9*9*9",-8.1999999999999993,-8.9,94,87370,9999,9999,230,0,0,0,999900,999900,999900,99990,215,0,7,7,999,999,9,999999999,0,0,0,88,999,999,99]
[2005,12,26,2,0,"?9?9?9?9E0?9?9?9*9*9?9*9*9?9*9*9?9?9*9*_*9*9*9*9*9",-8.6999999999999993,-9.1999999999999993,96,87370,9999,9999,232,0,0,0,999900,999900,999900,99990,243,0,8,8,999,999,9,999999999,0,0,0,88,999,999,99]
[2005,12,26,3,0,"?9?9?9?9E0?9?9?9*9*9?9*9*9?9?9?9?9?9*9*_*9*9*9*9*9",-9.5,-9.9,97,87370,9999,9999,220,0,0,0,999900,999900,999900,99990,67,1,5,5,999,999,9,999999999,0,0,0,88,999,999,99]
[2005,12,26,4,0,"?9?9?9?9E0?9?9?9*9*9?9*9*9?9*9*9?9?9*9*_*9*9*9*9*9",-10.7,-11,98,87370,9999,9999,210,0,0,0,999900,999900,999900,99990,22,1,2,2,999,999,9,999999999,0,0,0,88,999,999,99]
[2005,12,26,5,0,"?9?9?9?9E0?9?9?9*9*9?9*9*9?9*9*9?9?9*9*_*9*9*9*9*9",-12.1,-12.2,99,87370,9999,9999,202,0,0,0,999900,999900,999900,99990,236,1,1,1,999,999,9,999999999,0,0,0,88,999,999,99]
[2005,12,26,6,0,"?9?9?9?9E0?9?9?9*9*9?9*9*9?9*9*9?9?9*9*_*9*9*9*9*9",-13.5,-13.6,99,87370,9999,9999,193,0,0,0,999900,999900,999900,99990,183,1,0,0,999,999,9,999999999,0,0,0,88,999,999,99]
[2005,12,26,7,0,"?9?9?9?9E0?9?9?9*9*9?9*9*9?9*9*9?9?9*9*_*9*9*9*9*9",-14.5,-14.5,100,87370,9999,9999,199,0,0,0,999900,999900,999900,99990,71,1,4,4,999,999,9,999999999,0,0,0,88,999,999,99]
[2005,12,26,8,0,"?9?9?9?9E0?9?9?9*9*9?9*9*9?9*9*9?9?9*9*_*9*9*9*9*9",-14.9,-15.3,97,87370,9999,9999,206,0,0,0,999900,999900,999900,99990,66,1,8,8,999,999,9,999999999,0,0,0,88,999,999,99]
[2005,12,26,9,0,"?9?9?9?9E0?9?9?9*9*9?9*9*9?9?9?9?9?9*9*_*9*9*9*9*9",-14.6,-15.4,93,87370,9999,9999,203,0,0,0,999900,999900,999900,99990,0,0,7,7,999,999,9,999999999,0,0,0,88,999,999,99]
[2005,12,26,10,0,"?9?9?9?9E0?9?9?9*9*9?9*9*9?9*9*9?9?9*9*_*9*9*9*9*9",-13.4,-15.2,85,87370,9999,9999,203,92,208,34,999900,999900,999900,99990,323,0,5,5,999,999,9,999999999,0,0,0,88,999,999,99]
[2005,12,26,11,0,"?9?9?9?9E0?9?9?9*9*9?9*9*9?9*9*9?9?9*9*_*9*9*9*9*9",-11.4,-14.5,75,87370,9999,9999,207,234,455,59,999900,999900,999900,99990,178,0,3,3,999,999,9,999999999,0,0,0,88,999,999,99]
[2005,12,26,12,0,"?9?9?9?9E0?9?9?9*9*9?9*9*9?9*9*9?9?9*9*_*9*9*9*9*9",-9,-14,64,87370,9999,9999,215,316,447,117,999900,999900,999900,99990,106,0,3,3,999,999,9,999999999,0,0,0,88,999,999,99]
[2005,12,26,13,0,"?9?9?9?9E0?9?9?9*9*9?9*9*9?9*9*9?9?9*9*_*9*9*9*9*9",-6.6,-13.8,53,87370,9999,9999,235,385,527,142,999900,999900,999900,99990,42,0,8,8,999,999,9,999999999,0,0,0,88,999,999,99]
[2005,12,26,14,0,"?9?9?9?9E0?9?9?9*9*9?9*9*9?9*9*9?9?9*9*_*9*9*9*9*9",-4.5999999999999996,-14,43,87370,9999,9999,238,446,742,113,999900,999900,999900,99990,40,0,7,7,999,999,9,999999999,0,0,0,88,999,999,99]
[2005,12,26,15,0,"?9?9?9?9E0?9?9?9*9*9?9*9*9?9?9?9?9?9*9*_*9*9*9*9*9",-3.2,-14.8,36,87370,9999,9999,234,363,661,134,999900,999900,999900,99990,315,6,3,3,999,999,9,999999999,0,0,0,88,999,999,99]
[2005,12,26,16,0,"?9?9?9?9E0?9?9?9*9*9?9*9*9?9*9*9?9?9*9*_*9*9*9*9*9",-2.7,-15.7,32,87370,9999,9999,235,163,0,163,999900,999900,999900,99990,313,6,3,3,999,999,9,999999999,0,0,0,88,999,999,99]
[2005,12,26,17,0,"?9?9?9?9E0?9?9?9*9*9?9*9*9?9*9*9?9?9*9*_*9*9*9*9*9",-2.7,-16.2,30,87370,9999,9999,238,164,338,61,999900,999900,999900,99990,206,6,5,5,999,999,9,999999999,0,0,0,88,999,999,99]
[2005,12,26,18,0,"?9?9?9?9E0?9?9?9*9*9?9*9*9?9*9*9?9?9*9*_*9*9*9*9*9",-3.2,-16.600000000000001,30,87370,9999,9999,223,47,0,17,999900,999900,999900,99990,76,6,0,0,999,999,9,999999999,0,0,0,88,999,999,99]
[2005,12,26,19,0,"?9?9?9?9E0?9?9?9*9*9?9*9*9?9*9*9?9?9*9*_*9*9*9*9*9",-4.0999999999999996,-16.899999999999999,32,87370,9999,9999,234,0,0,0,999900,999900,999900,99990,91,6,6,6,999,999,9,999999999,0,0,0,88,999,999,99]
[2005,12,26,20,0,"?9?9?9?9E0?9?9?9*9*9?9*9*9?9*9*9?9?9*9*_*9*9*9*9*9",-5.2,-17,35,87370,9999,9999,216,0,0,0,999900,999900,999900,99990,85,6,0,0,999,999,9,999999999,0,0,0,88,999,999,99]
[2005,12,26,21,0,"?9?9?9?9E0?9?9?9*9*9?9*9*9?9?9?9?9?9*9*_*9*9*9*9*9",-5.7,-16.8,37,87370,9999,9999,221,0,0,0,999900,999900,999900,99990,315,1,2,2,999,999,9,999999999,0,0,0,88,999,999,99]
[2005,12,26,22,0,"?9?9?9?9E0?9?9?9*9*9?9*9*9?9*9*9?9?9*9*_*9*9*9*9*9",-5.7,-16.2,39,87370,9999,9999,226,0,0,0,999900,999900,999900,99990,226,1,4,4,999,999,9,999999999,0,0,0,88,999,999,99]
[2005,12,26,23,0,"?9?9?9?9E0?9?9?9*9*9?9*9*9?9*9*9?9?9*9*_*9*9*9*9*9",-6.5,-16.7,40,87370,9999,9999,219,0,0,0,999900,999900,999900,99990,109,1,2,2,999,999,9,999999999,0,0,0,88,999,999,99]
[2005,12,26,24,0,"?9?9?9?9E0?9?9?9*9*9?9*9*9?9*9*9?9?9*9*_*9*9*9*9*9",-8,-17.899999999999999,41,87370,9999,9999,213,0,0,0,999900,999900,999900,99990,298,1,2,2,999,999,9,999999999,0,0,0,88,999,999,99]
[2005,12,27,1,0,"?9?9?9?9E0?9?9?9*9*9?9*9*9?9*9*9?9?9*9*_*9*9*9*9*9",-9.8000000000000007,-19.399999999999999,41,87540,9999,9999,213,0,0,0,999900,999900,999900,99990,279,1,6,6,999,999,9,999999999,0,0,0,88,999,999,99]
[2005,12,27,2,0,"?9?9?9?9E0?9?9?9*9*9?9*9*9?9*9*9?9?9*9*_*9*9*9*9*9",-11.2,-20.7,42,87540,9999,9999,207,0,0,0,999900,999900,999900,99990,281,1,6,6,999,999,9,999999999,0,0,0,88,999,999,99]
[2005,12,27,3,0,"?9?9?9?9E0?9?9?9*9*9?9*9*9?9?9?9?9?9*9*_*9*9*9*9*9",-11.8,-21.1,42,87540,9999,9999,200,0,0,0,999900,999900,999900,99990,360,7,3,3,999,999,9,999999999,0,0,0,88,999,999,99]
[2005,12,27,4,0,"?9?9?9?9E0?9?9?9*9*9?9*9*9?9*9*9?9?9*9*_*9*9*9*9*9",-12.2,-21.4,42,87540,9999,9999,200,0,0,0,999900,999900,999900,99990,178,7,4,4,999,999,9,999999999,0,0,0,88,999,999,99]
[2005,12,27,5,0,"?9?9?9?9E0?9?9?9*9*9?9*9*9?9*9*9?9?9*9*_*9*9*9*9*9",-13.2,-22.3,42,87540,9999,9999,187,0,0,0,999900,999900,999900,99990,125,7,0,0,999,999,9,999999999,0,0,0,88,999,999,99]
[2005,12,27,6,0,"?9?9?9?9E0?9?9?9*9*9?9*9*9?9*9*9?9?9*9*_*9*9*9*9*9",-14.4,-23.5,42,87540,9999,9999,205,0,0,0,999900,999900,999900,99990,54,7,9,9,999,999,9,999999999,0,0,0,88,999,999,99]
[2005,12,27,7,0,"?9?9?9?9E0?9?9?9*9*9?9*9*9?9*9*9?9?9*9*_*9*9*9*9*9",-15.4,-24.6,42,87540,9999,9999,187,0,0,0,999900,999900,999900,99990,74,7,3,3,999,999,9,999999999,0,0,0,88,999,999,99]
[2005,12,27,8,0,"?9?9?9?9E0?9?9?9*9*9?9*9*9?9*9*9?9?9*9*_*9*9*9*9*9",-16,-25.5,40,87540,9999,9999,177,0,0,0,999900,999900,999900,99990,45,7,0,0,999,999,9,999999999,0,0,0,88,999,999,99]
[2005,12,27,9,0,"?9?9?9?9E0?9?9?9*9*9?9*9*9?9?9?9?9?9*9*_*9*9*9*9*9",-15.8,-25.9,38,87540,9999,9999,186,0,0,0,999900,999900,999900,99990,360,1,4,4,999,999,9,999999999,0,0,0,88,999,999,99]
[2005,12,27,10,0,"?9?9?9?9E0?9?9?9*9*9?9*9*9?9*9*9?9?9*9*_*9*9*9*9*9",-14.8,-25.7,35,87540,9999,9999,189,65,177,16,999900,999900,999900,99990,359,1,4,4,999,999,9,999999999,0,0,0,88,999,999,99]
[2005,12,27,11,0,"?9?9?9?9E0?9?9?9*9*9?9*9*9?9*9*9?9?9*9*_*9*9*9*9*9",-13.2,-25.2,32,87540,9999,9999,203,277,608,44,999900,999900,999900,99990,348,1,8,8,999,999,9,999999999,0,0,0,88,999,999,99]
[2005,12,27,12,0,"?9?9?9?9E0?9?9?9*9*9?9*9*9?9*9*9?9?9*9*_*9*9*9*9*9",-11.3,-24.8,28,87540,9999,9999,200,416,748,66,999900,999900,999900,99990,10,1,4,4,999,999,9,999999999,0,0,0,88,999,999,99]
[2005,12,27,13,0,"?9?9?9?9E0?9?9?9*9*9?9*9*9?9*9*9?9?9*9*_*9*9*9*9*9",-9.4,-24.8,24,87540,9999,9999,215,271,445,66,999900,999900,999900,99990,1,1,8,8,999,999,9,999999999,0,0,0,88,999,999,99]
[2005,12,27,14,0,"?9?9?9?9E0?9?9?9*9*9?9*9*9?9*9*9?9?9*9*_*9*9*9*9*9",-8,-25,20,87540,9999,9999,200,529,742,84,999900,999900,999900,99990,105,1,0,0,999,999,9,999999999,0,0,0,88,999,999,99]
[2005,12,27,15,0,"?9?9?9?9E0?9?9?9*9*9?9*9*9?9?9?9?9?9*9*_*9*9*9*9*9",-7.2,-25.5,18,87540,9999,9999,214,478,711,76,999900,999900,999900,99990,337,8,5,5,999,999,9,999999999,0,0,0,88,999,999,99]
[2005,12,27,16,0,"?9?9?9?9E0?9?9?9*9*9?9*9*9?9*9*9?9?9*9*_*9*9*9*9*9",-7.3,-26.7,16,87540,9999,9999,209,365,629,58,999900,999900,999900,99990,155,8,3,3,999,999,9,999999999,0,0,0,88,999,999,99]
[2005,12,27,17,0,"?9?9?9?9E0?9?9?9*9*9?9*9*9?9*9*9?9?9*9*_*9*9*9*9*9",-8.1,-27.8,16,87540,9999,9999,207,116,343,28,999900,999900,999900,99990,54,8,4,4,999,999,9,999999999,0,0,0,88,999,999,99]
[2005,12,27,18,0,"?9?9?9?9E0?9?9?9*9*9?9*9*9?9*9*9?9?9*9*_*9*9*9*9*9",-9.4,-28.7,16,87540,9999,9999,204,62,0,10,999900,999900,999900,99990,207,8,5,5,999,999,9,999999999,0,0,0,88,999,999,99]
[2005,12,27,19,0,"?9?9?9?9E0?9?9?9*9*9?9*9*9?9*9*9?9?9*9*_*9*9*9*9*9",-10.8,-29.3,17,87540,9999,9999,194,0,0,0,999900,999900,999900,99990,331,8,2,2,999,999,9,999999999,0,0,0,88,999,999,99]
[2005,12,27,20,0,"?9?9?9?9E0?9?9?9*9*9?9*9*9?9*9*9?9?9*9*_*9*9*9*9*9",-12,-29.7,18,87540,9999,9999,190,0,0,0,999900,999900,999900,99990,292,8,2,2,999,999,9,999999999,0,0,0,88,999,999,99]
[2005,12,27,21,0,"?9?9?9?9E0?9?9?9*9*9?9*9*9?9?9?9?9?9*9*_*9*9*9*9*9",-12.9,-29.7,20,87540,9999,9999,197,0,0,0,999900,999900,999900,99990,292,2,7,7,999,999,9,999999999,0,0,0,88,999,999,99]
[2005,12,27,22,0,"?9?9?9?9E0?9?9?9*9*9?9*9*9?9*9*9?9?9*9*_*9*9*9*9*9",-13.2,-28.7,22,87540,9999,9999,197,0,0,0,999900,999900,999900,99990,54,2,7,7,999,999,9,999999999,0,0,0,88,999,999,99]
[2005,12,27,23,0,"?9?9?9?9E0?9?9?9*9*9?9*9*9?9*9*9?9?9*9*_*9*9*9*9*9",-12.9,-27.5,25,87540,9999,9999,193,0,0,0,999900,999900,999900,99990,268,2,4,4,999,999,9,999999999,0,0,0,88,999,999,99]
[2005,12,27,24,0,"?9?9?9?9E0?9?9?9*9*9?9*9*9?9*9*9?9?9*9*_*9*9*9*9*9",-12.4,-25.9,28,87540,9999,9999,199,0,0,0,999900,999900,999900,99990,204,2,6,6,999,999,9,999999999,0,0,0,88,999,999,99]
[2005,12,28,1,0,"?9?9?9?9E0?9?9?9*9*9?9*9*9?9*9*9?9?9*9*_*9*9*9*9*9",-11.8,-24.4,30,87240,9999,9999,199,0,0,0,999900,999900,999900,99990,70,2,4,4,999,999,9,999999999,0,0,0,88,999,999,99]
[2005,12,28,2,0,"?9?9?9?9E0?9?9?9*9*9?9*9*9?9*9*9?9?9*9*_*9*9*9*9*9",-11.4,-23,33,87240,9999,9999,205,0,0,0,999900,999900,999900,99990,239,2,6,6,999,999,9,999999999,0,0,0,88,999,999,99]
[2005,12,28,3,0,"?9?9?9?9E0?9?9?9*9*9?9*9*9?9?9?9?9?9*9*_*9*9*9*9*9",-11.2,-21.8,37,87240,9999,9999,201,0,0,0,999900,999900,999900,99990,247,3,3,3,999,999,9,999999999,0,0,0,88,999,999,99]
[2005,12,28,4,0,"?9?9?9?9E0?9?9?9*9*9?9*9*9?9*9*9?9?9*9*_*9*9*9*9*9",-11.5,-21.3,40,87240,9999,9999,212,0,0,0,999900,999900,999900,99990,14,3,8,8,999,999,9,999999999,0,0,0,88,999,999,99]
[2005,12,28,5,0,"?9?9?9?9E0?9?9?9*9*9?9*9*9?9*9*9?9?9*9*_*9*9*9*9*9",-12.1,-21,44,87240,9999,9999,214,0,0,0,999900,999900,999900,99990,14,3,9,9,999,999,9,999999999,0,0,0,88,999,999,99]
[2005,12,28,6,0,"?9?9?9?9E0?9?9?9*9*9?9*9*9?9*9*9?9?9*9*_*9*9*9*9*9",-12.8,-21.1,46,87240,9999,9999,204,0,0,0,999900,999900,999900,99990,103,3,7,7,999,999,9,999999999,0,0,0,88,999,999,99]
[2005,12,28,7,0,"?9?9?9?9E0?9?9?9*9*9?9*9*9?9*9*9?9?9*9*_*9*9*9*9*9",-13.4,-21.3,47,87240,9999,9999,210,0,0,0,999900,999900,999900,99990,342,3,9,9,999,999,9,999999999,0,0,0,88,999,999,99]
[2005,12,28,8,0,"?9?9?9?9E0?9?9?9*9*9?9*9*9?9*9*9?9?9*9*_*9*9*9*9*9",-13.6,-21.5,48,87240,9999,9999,209,0,0,0,999900,999900,999900,99990,10,3,9,9,999,999,9,999999999,0,0,0,88,999,999,99]
[2005,12,28,9,0,"?9?9?9?9E0?9?9?9*9*9?9*9*9?9?9?9?9?9*9*_*9*9*9*9*9",-13.3,-21.3,47,87240,9999,9999,200,0,0,0,999900,999900,999900,99990,337,4,6,6,999,999,9,999999999,0,0,0,88,999,999,99]
[2005,12,28,10,0,"?9?9?9?9E0?9?9?9*9*9?9*9*9?9*9*9?9?9*9*_*9*9*9*9*9",-12.4,-21.1,44,87240,9999,9999,196,68,188,16,999900,999900,999900,99990,90,4,2,2,999,999,9,999999999,0,0,0,88,999,999,99]
[2005,12,28,11,0,"?9?9?9?9E0?9?9?9*9*9?9*9*9?9*9*9?9?9*9*_*9*9*9*9*9",-11,-20.7,41,87240,9999,9999,201,308,682,47,999900,999900,999900,99990,269,4,2,2,999,999,9,999999999,0,0,0,88,999,999,99]
[2005,12,28,12,0,"?9?9?9?9E0?9?9?9*9*9?9*9*9?9*9*9?9?9*9*_*9*9*9*9*9",-9.3000000000000007,-20.3,36,87240,9999,9999,207,231,397,54,999900,999900,999900,99990,19,4,2,2,999,999,9,999999999,0,0,0,88,999,999,99]
[2005,12,28,13,0,"?9?9?9?9E0?9?9?9*9*9?9*9*9?9*9*9?9?9*9*_*9*9*9*9*9",-7.3,-19.7,32,87240,9999,9999,227,562,752,86,999900,999900,999900,99990,28,4,8,8,999,999,9,999999999,0,0,0,88,999,999,99]
[2005,12,28,14,0,"?9?9?9?9E0?9?9?9*9*9?9*9*9?9*9*9?9?9*9*_*9*9*9*9*9",-5.2,-18.899999999999999,29,87240,9999,9999,240,587,742,90,999900,999900,999900,99990,5,4,9,9,999,999,9,999999999,0,0,0,88,999,999,99]
[2005,12,28,15,0,"?9?9?9?9E0?9?9?9*9*9?9*9*9?9?9?9?9?9*9*_*9*9*9*9*9",-3,-17.7,27,87240,9999,9999,240,266,583,63,999900,999900,999900,99990,360,3,7,7,999,999,9,999999999,0,0,0,88,999,999,99]
[2005,12,28,16,0,"?9?9?9?9E0?9?9?9*9*9?9*9*9?9*9*9?9?9*9*_*9*9*9*9*9",-1.6,-16.5,27,87240,9999,9999,240,406,631,62,999900,999900,999900,99990,173,3,4,4,999,999,9,999999999,0,0,0,88,999,999,99]
[2005,12,28,17,0,"?9?9?9?9E0?9?9?9*9*9?9*9*9?9*9*9?9?9*9*_*9*9*9*9*9",-2.1,-16.399999999999999,28,87240,9999,9999,236,120,349,28,999900,999900,999900,99990,135,3,3,3,999,999,9,999999999,0,0,0,88,999,999,99]
[2005,12,28,18,0,"?9?9?9?9E0?9?9?9*9*9?9*9*9?9*9*9?9?9*9*_*9*9*9*9*9",-3.3,-16.5,31,87240,9999,9999,227,70,0,11,999900,999900,999900,99990,60,3,1,1,999,999,9,999999999,0,0,0,88,999,999,99]
[2005,12,28,19,0,"?9?9?9?9E0?9?9?9*9*9?9*9*9?9*9*9?9?9*9*_*9*9*9*9*9",-4.9000000000000004,-17,34,87240,9999,9999,238,0,0,0,999900,999900,999900,99990,250,3,8,8,999,999,9,999999999,0,0,0,88,999,999,99]
[2005,12,28,20,0,"?9?9?9?9E0?9?9?9*9*9?9*9*9?9*9*9?9?9*9*_*9*9*9*9*9",-6.7,-17.7,37,87240,9999,9999,223,0,0,0,999900,999900,999900,99990,131,3,5,5,999,999,9,999999999,0,0,0,88,999,999,99]
[2005,12,28,21,0,"?9?9?9?9E0?9?9?9*9*9?9*9*9?9?9?9?9?9*9*_*9*9*9*9*9",-8.4,-18.5,40,87240,9999,9999,216,0,0,0,999900,999900,999900,99990,45,1,5,5,999,999,9,999999999,0,0,0,88,999,999,99]
[2005,12,28,22,0,"?9?9?9?9E0?9?9?9*9*9?9*9*9?9*9*9?9?9*9*_*9*9*9*9*9",-9.6999999999999993,-19.100000000000001,42,87240,9999,9999,216,0,0,0,999900,999900,999900,99990,174,1,7,7,999,999,9,999999999,0,0,0,88,999,999,99]
[2005,12,28,23,0,"?9?9?9?9E0?9?9?9*9*9?9*9*9?9*9*9?9?9*9*_*9*9*9*9*9",-10.7,-19.7,44,87240,9999,9999,212,0,0,0,999900,999900,999900,99990,321,1,7,7,999,999,9,999999999,0,0,0,88,999,999,99]
[2005,12,28,24,0,"?9?9?9?9E0?9?9?9*9*9?9*9*9?9*9*9?9?9*9*_*9*9*9*9*9",-11.4,-20.100000000000001,45,87240,9999,9999,205,0,0,0,999900,999900,999900,99990,171,1,5,5,999,999,9,999999999,0,0,0,88,999,999,99]
[2005,12,29,1,0,"?9?9?9?9E0?9?9?9*9*9?9*9*9?9*9*9?9?9*9*_*9*9*9*9*9",-12.1,-20.399999999999999,46,87070,9999,9999,200,0,0,0,999900,999900,999900,99990,267,1,3,3,999,999,9,999999999,0,0,0,88,999,999,99]
[2005,12,29,2,0,"?9?9?9?9E0?9?9?9*9*9?9*9*9?9*9*9?9?9*9*_*9*9*9*9*9",-12.6,-20.7,47,87070,9999,9999,205,0,0,0,999900,999900,999900,99990,51,1,7,7,999,999,9,999999999,0,0,0,88,999,999,99]
[2005,12,29,3,0,"?9?9?9?9E0?9?9?9*9*9?9*9*9?9?9?9?9?9*9*_*9*9*9*9*9",-13.2,-20.9,49,87070,9999,9999,211,0,0,0,999900,999900,999900,99990,0,0,9,9,999,999,9,999999999,0,0,0,88,999,999,99]
[2005,12,29,4,0,"?9?9?9?9E0?9?9?9*9*9?9*9*9?9*9*9?9?9*9*_*9*9*9*9*9",-13.9,-21,51,87070,9999,9999,209,0,0,0,999900,999900,999900,99990,42,0,9,9,999,999,9,999999999,0,0,0,88,999,999,99]
[2005,12,29,5,0,"?9?9?9?9E0?9?9?9*9*9?9*9*9?9*9*9?9?9*9*_*9*9*9*9*9",-14.6,-21.2,54,87070,9999,9999,196,0,0,0,999900,999900,999900,99990,293,0,6,6,999,999,9,999999999,0,0,0,88,999,999,99]
[2005,12,29,6,0,"?9?9?9?9E0?9?9?9*9*9?9*9*9?9*9*9?9?9*9*_*9*9*9*9*9",-15.3,-21.3,56,87070,9999,9999,182,0,0,0,999900,999900,999900,99990,103,0,0,0,999,999,9,999999999,0,0,0,88,999,999,99]
[2005,12,29,7,0,"?9?9?9?9E0?9?9?9*9*9?9*9*9?9*9*9?9?9*9*_*9*9*9*9*9",-15.7,-21.5,58,87070,9999,9999,180,0,0,0,999900,999900,999900,99990,300,0,0,0,999,999,9,999999999,0,0,0,88,999,999,99]
[2005,12,29,8,0,"?9?9?9?9E0?9?9?9*9*9?9*9*9?9*9*9?9?9*9*_*9*9*9*9*9",-15.9,-21.5,59,87070,9999,9999,195,0,0,0,999900,999900,999900,99990,248,0,7,7,999,999,9,999999999,0,0,0,88,999,999,99]
[2005,12,29,9,0,"?9?9?9?9E0?9?9?9*9*9?9*9*9?9?9?9?9?9*9*_*9*9*9*9*9",-14.3,-20.3,57,87070,9999,9999,208,0,0,0,999900,999900,999900,99990,0,0,9,9,999,999,9,999999999,0,0,0,88,999,999,99]
[2005,12,29,10,0,"?9?9?9?9E0?9?9?9*9*9?9*9*9?9*9*9?9?9*9*_*9*9*9*9*9",-11.8,-18.7,53,87070,9999,9999,204,111,311,25,999900,999900,999900,99990,128,0,4,4,999,999,9,999999999,0,0,0,88,999,999,99]
[2005,12,29,11,0,"?9?9?9?9E0?9?9?9*9*9?9*9*9?9*9*9?9?9*9*_*9*9*9*9*9",-9.4,-17.399999999999999,48,87070,9999,9999,202,260,579,38,999900,999900,999900,99990,234,0,0,0,999,999,9,999999999,0,0,0,88,999,999,99]
[2005,12,29,12,0,"?9?9?9?9E0?9?9?9*9*9?9*9*9?9*9*9?9?9*9*_*9*9*9*9*9",-6.9,-16.5,42,87070,9999,9999,211,388,743,57,999900,999900,999900,99990,92,0,0,0,999,999,9,999999999,0,0,0,88,999,999,99]
[2005,12,29,13,0,"?9?9?9?9E0?9?9?9*9*9?9*9*9?9*9*9?9?9*9*_*9*9*9*9*9",-4.5999999999999996,-16,36,87070,9999,9999,231,473,753,69,999900,999900,999900,99990,139,0,5,5,999,999,9,999999999,0,0,0,88,999,999,99]
[2005,12,29,14,0,"?9?9?9?9E0?9?9?9*9*9?9*9*9?9*9*9?9?9*9*_*9*9*9*9*9",-2.5,-15.8,31,87070,9999,9999,233,478,743,109,999900,999900,999900,99990,198,0,2,2,999,999,9,999999999,0,0,0,88,999,999,99]
[2005,12,29,15,0,"?9?9?9?9E0?9?9?9*9*9?9*9*9?9?9?9?9?9*9*_*9*9*9*9*9",-0.6,-15.6,27,87070,9999,9999,240,446,712,65,999900,999900,999900,99990,292,3,2,2,999,999,9,999999999,0,0,0,88,999,999,99]
[2005,12,29,16,0,"?9?9?9?9E0?9?9?9*9*9?9*9*9?9*9*9?9?9*9*_*9*9*9*9*9",0.5,-15.4,25,87070,9999,9999,236,331,632,75,999900,999900,999900,99990,327,3,0,0,999,999,9,999999999,0,0,0,88,999,999,99]
[2005,12,29,17,0,"?9?9?9?9E0?9?9?9*9*9?9*9*9?9*9*9?9?9*9*_*9*9*9*9*9",0.2,-15.8,25,87070,9999,9999,251,115,0,115,999900,999900,999900,99990,248,3,6,6,999,999,9,999999999,0,0,0,88,999,999,99]
[2005,12,29,18,0,"?9?9?9?9E0?9?9?9*9*9?9*9*9?9*9*9?9?9*9*_*9*9*9*9*9",-0.6,-16.2,25,87070,9999,9999,244,58,0,13,999900,999900,999900,99990,77,3,4,4,999,999,9,999999999,0,0,0,88,999,999,99]
[2005,12,29,19,0,"?9?9?9?9E0?9?9?9*9*9?9*9*9?9*9*9?9?9*9*_*9*9*9*9*9",-1.6,-16.5,27,87070,9999,9999,256,0,0,0,999900,999900,999900,99990,212,3,9,9,999,999,9,999999999,0,0,0,88,999,999,99]
[2005,12,29,20,0,"?9?9?9?9E0?9?9?9*9*9?9*9*9?9*9*9?9?9*9*_*9*9*9*9*9",-2.7,-16.8,29,87070,9999,9999,237,0,0,0,999900,999900,999900,99990,167,3,5,5,999,999,9,999999999,0,0,0,88,999,999,99]
[2005,12,29,21,0,"?9?9?9?9E0?9?9?9*9*9?9*9*9?9?9?9?9?9*9*_*9*9*9*9*9",-3.6,-17.100000000000001,30,87070,9999,9999,239,0,0,0,999900,999900,999900,99990,247,2,7,7,999,999,9,999999999,0,0,0,88,999,999,99]
[2005,12,29,22,0,"?9?9?9?9E0?9?9?9*9*9?9*9*9?9*9*9?9?9*9*_*9*9*9*9*9",-4.2,-17.5,31,87070,9999,9999,231,0,0,0,999900,999900,999900,99990,44,2,5,5,999,999,9,999999999,0,0,0,88,999,999,99]
[2005,12,29,23,0,"?9?9?9?9E0?9?9?9*9*9?9*9*9?9*9*9?9?9*9*_*9*9*9*9*9",-4.7,-17.7,31,87070,9999,9999,243,0,0,0,999900,999900,999900,99990,281,2,9,9,999,999,9,999999999,0,0,0,88,999,999,99]
[2005,12,29,24,0,"?9?9?9?9E0?9?9?9*9*9?9*9*9?9*9*9?9?9*9*_*9*9*9*9*9",-5,-17.899999999999999,31,87070,9999,9999,228,0,0,0,999900,999900,999900,99990,275,2,5,5,999,999,9,999999999,0,0,0,88,999,999,99]
[2005,12,30,1,0,"?9?9?9?9E0?9?9?9*9*9?9*9*9?9*9*9?9?9*9*_*9*9*9*9*9",-5.2,-18.2,31,86710,9999,9999,232,0,0,0,999900,999900,999900,99990,282,2,7,7,999,999,9,999999999,0,0,0,88,999,999,99]
[2005,12,30,2,0,"?9?9?9?9E0?9?9?9*9*9?9*9*9?9*9*9?9?9*9*_*9*9*9*9*9",-5.6,-18.3,32,86710,9999,9999,222,0,0,0,999900,999900,999900,99990,354,2,3,3,999,999,9,999999999,0,0,0,88,999,999,99]
[2005,12,30,3,0,"?9?9?9?9E0?9?9?9*9*9?9*9*9?9?9?9?9?9*9*_*9*9*9*9*9",-6.2,-18.5,33,86710,9999,9999,232,0,0,0,999900,999900,999900,99990,202,1,8,8,999,999,9,999999999,0,0,0,88,999,999,99]
[2005,12,30,4,0,"?9?9?9?9E0?9?9?9*9*9?9*9*9?9*9*9?9?9*9*_*9*9*9*9*9",-7.1,-18.600000000000001,35,86710,9999,9999,234,0,0,0,999900,999900,999900,99990,325,1,9,9,999,999,9,999999999,0,0,0,88,999,999,99]
[2005,12,30,5,0,"?9?9?9?9E0?9?9?9*9*9?9*9*9?9*9*9?9?9*9*_*9*9*9*9*9",-8.1,-18.8,38,86710,9999,9999,222,0,0,0,999900,999900,999900,99990,171,1,7,7,999,999,9,999999999,0,0,0,88,999,999,99]
[2005,12,30,6,0,"?9?9?9?9E0?9?9?9*9*9?9*9*9?9*9*9?9?9*9*_*9*9*9*9*9",-9.1,-19.100000000000001,40,86710,9999,9999,202,0,0,0,999900,999900,999900,99990,322,1,0,0,999,999,9,999999999,0,0,0,88,999,999,99]
[2005,12,30,7,0,"?9?9?9?9E0?9?9?9*9*9?9*9*9?9*9*9?9?9*9*_*9*9*9*9*9",-10,-19.2,43,86710,9999,9999,223,0,0,0,999900,999900,999900,99990,67,1,9,9,999,999,9,999999999,0,0,0,88,999,999,99]
[2005,12,30,8,0,"?9?9?9?9E0?9?9?9*9*9?9*9*9?9*9*9?9?9*9*_*9*9*9*9*9",-10.6,-19.5,44,86710,9999,9999,208,0,0,0,999900,999900,999900,99990,197,1,5,5,999,999,9,999999999,0,0,0,88,999,999,99]
[2005,12,30,9,0,"?9?9?9?9E0?9?9?9*9*9?9*9*9?9?9?9?9?9*9*_*9*9*9*9*9",-10.8,-19.5,45,86710,9999,9999,216,0,0,0,999900,999900,999900,99990,202,5,8,8,999,999,9,999999999,0,0,0,88,999,999,99]
[2005,12,30,10,0,"?9?9?9?9E0?9?9?9*9*9?9*9*9?9*9*9?9?9*9*_*9*9*9*9*9",-10.4,-19.2,44,86710,9999,9999,206,109,288,30,999900,999900,999900,99990,155,5,3,3,999,999,9,999999999,0,0,0,88,999,999,99]
[2005,12,30,11,0,"?9?9?9?9E0?9?9?9*9*9?9*9*9?9*9*9?9?9*9*_*9*9*9*9*9",-9.5,-18.8,42,86710,9999,9999,217,287,612,52,999900,999900,999900,99990,297,5,7,7,999,999,9,999999999,0,0,0,88,999,999,99]
[2005,12,30,12,0,"?9?9?9?9E0?9?9?9*9*9?9*9*9?9*9*9?9?9*9*_*9*9*9*9*9",-8,-18.2,40,86710,9999,9999,210,428,748,78,999900,999900,999900,99990,210,5,1,1,999,999,9,999999999,0,0,0,88,999,999,99]
[2005,12,30,13,0,"?9?9?9?9E0?9?9?9*9*9?9*9*9?9*9*9?9?9*9*_*9*9*9*9*9",-6.1,-17.399999999999999,36,86710,9999,9999,217,521,753,95,999900,999900,999900,99990,196,5,1,1,999,999,9,999999999,0,0,0,88,999,999,99]
[2005,12,30,14,0,"?9?9?9?9E0?9?9?9*9*9?9*9*9?9*9*9?9?9*9*_*9*9*9*9*9",-3.7,-16.2,33,86710,9999,9999,232,468,743,128,999900,999900,999900,99990,308,5,4,4,999,999,9,999999999,0,0,0,88,999,999,99]
[2005,12,30,15,0,"?9?9?9?9E0?9?9?9*9*9?9*9*9?9?9?9?9?9*9*_*9*9*9*9*9",-1,-14.8,30,86710,9999,9999,236,249,0,249,999900,999900,999900,99990,315,10,1,1,999,999,9,999999999,0,0,0,88,999,999,99]
[2005,12,30,16,0,"?9?9?9?9E0?9?9?9*9*9?9*9*9?9*9*9?9?9*9*_*9*9*9*9*9",1,-13.8,28,86710,9999,9999,269,190,0,190,999900,999900,999900,99990,221,10,9,9,999,999,9,999999999,0,0,0,88,999,999,99]
[2005,12,30,17,0,"?9?9?9?9E0?9?9?9*9*9?9*9*9?9*9*9?9?9*9*_*9*9*9*9*9",0.7,-14.7,26,86710,9999,9999,242,193,363,53,999900,999900,999900,99990,76,10,1,1,999,999,9,999999999,0,0,0,88,999,999,99]
[2005,12,30,18,0,"?9?9?9?9E0?9?9?9*9*9?9*9*9?9*9*9?9?9*9*_*9*9*9*9*9",0.1,-15.6,25,86710,9999,9999,246,67,0,12,999900,999900,999900,99990,70,10,4,4,999,999,9,999999999,0,0,0,88,999,999,99]
[2005,12,30,19,0,"?9?9?9?9E0?9?9?9*9*9?9*9*9?9*9*9?9?9*9*_*9*9*9*9*9",-0.9,-16.899999999999999,24,86710,9999,9999,230,0,0,0,999900,999900,999900,99990,321,10,0,0,999,999,9,999999999,0,0,0,88,999,999,99]
[2005,12,30,20,0,"?9?9?9?9E0?9?9?9*9*9?9*9*9?9*9*9?9?9*9*_*9*9*9*9*9",-1.9,-17.7,25,86710,9999,9999,248,0,0,0,999900,999900,999900,99990,146,10,8,8,999,999,9,999999999,0,0,0,88,999,999,99]
[2005,12,30,21,0,"?9?9?9?9E0?9?9?9*9*9?9*9*9?9?9?9?9?9*9*_*9*9*9*9*9",-3,-18.600000000000001,25,86710,9999,9999,229,0,0,0,999900,999900,999900,99990,225,3,2,2,999,999,9,999999999,0,0,0,88,999,999,99]
[2005,12,30,22,0,"?9?9?9?9E0?9?9?9*9*9?9*9*9?9*9*9?9?9*9*_*9*9*9*9*9",-3.9,-19,26,86710,9999,9999,245,0,0,0,999900,999900,999900,99990,68,3,9,9,999,999,9,999999999,0,0,0,88,999,999,99]
[2005,12,30,23,0,"?9?9?9?9E0?9?9?9*9*9?9*9*9?9*9*9?9?9*9*_*9*9*9*9*9",-4.7,-19.2,27,86710,9999,9999,233,0,0,0,999900,999900,999900,99990,297,3,7,7,999,999,9,999999999,0,0,0,88,999,999,99]
[2005,12,30,24,0,"?9?9?9?9E0?9?9?9*9*9?9*9*9?9*9*9?9?9*9*_*9*9*9*9*9",-5.5,-19.3,29,86710,9999,9999,234,0,0,0,999900,999900,999900,99990,247,3,8,8,999,999,9,999999999,0,0,0,88,999,999,99]
[2005,12,31,1,0,"?9?9?9?9E0?9?9?9*9*9?9*9*9?9*9*9?9?9*9*_*9*9*9*9*9",-6.2,-19.2,31,86620,9999,9999,228,0,0,0,999900,999900,999900,99990,205,3,7,7,999,999,9,999999999,0,0,0,88,999,999,99]
[2005,12,31,2,0,"?9?9?9?9E0?9?9?9*9*9?9*9*9?9*9*9?9?9*9*_*9*9*9*9*9",-6.9,-19.2,33,86620,9999,9999,208,0,0,0,999900,999900,999900,99990,264,3,0,0,999,999,9,999999999,0,0,0,88,999,999,99]
[2005,12,31,3,0,"?9?9?9?9E0?9?9?9*9*9?9*9*9?9?9?9?9?9*9*_*9*9*9*9*9",-7.6,-19.100000000000001,35,86620,9999,9999,227,0,0,0,999900,999900,999900,99990,112,1,8,8,999,999,9,999999999,0,0,0,88,999,999,99]
[2005,12,31,4,0,"?9?9?9?9E0?9?9?9*9*9?9*9*9?9*9*9?9?9*9*_*9*9*9*9*9",-8.4,-19.100000000000001,38,86620,9999,9999,224,0,0,0,999900,999900,999900,99990,287,1,8,8,999,999,9,999999999,0,0,0,88,999,999,99]
[2005,12,31,5,0,"?9?9?9?9E0?9?9?9*9*9?9*9*9?9*9*9?9?9*9*_*9*9*9*9*9",-9.1999999999999993,-19.2,40,86620,9999,9999,205,0,0,0,999900,999900,999900,99990,142,1,1,1,999,999,9,999999999,0,0,0,88,999,999,99]
[2005,12,31,6,0,"?9?9?9?9E0?9?9?9*9*9?9*9*9?9*9*9?9?9*9*_*9*9*9*9*9",-9.9,-19.399999999999999,42,86620,9999,9999,211,0,0,0,999900,999900,999900,99990,122,1,5,5,999,999,9,999999999,0,0,0,88,999,999,99]
[2005,12,31,7,0,"?9?9?9?9E0?9?9?9*9*9?9*9*9?9*9*9?9?9*9*_*9*9*9*9*9",-10.3,-19.5,43,86620,9999,9999,211,0,0,0,999900,999900,999900,99990,184,1,6,6,999,999,9,999999999,0,0,0,88,999,999,99]
[2005,12,31,8,0,"?9?9?9?9E0?9?9?9*9*9?9*9*9?9*9*9?9?9*9*_*9*9*9*9*9",-10.5,-19.600000000000001,43,86620,9999,9999,206,0,0,0,999900,999900,999900,99990,314,1,3,3,999,999,9,999999999,0,0,0,88,999,999,99]
[2005,12,31,9,0,"?9?9?9?9E0?9?9?9*9*9?9*9*9?9?9?9?9?9*9*_*9*9*9*9*9",-10.199999999999999,-19.600000000000001,42,86620,9999,9999,206,0,0,0,999900,999900,999900,99990,202,1,3,3,999,999,9,999999999,0,0,0,88,999,999,99]
[2005,12,31,10,0,"?9?9?9?9E0?9?9?9*9*9?9*9*9?9*9*9?9?9*9*_*9*9*9*9*9",-8.9,-19.100000000000001,39,86620,9999,9999,209,66,185,15,999900,999900,999900,99990,335,1,2,2,999,999,9,999999999,0,0,0,88,999,999,99]
[2005,12,31,11,0,"?9?9?9?9E0?9?9?9*9*9?9*9*9?9*9*9?9?9*9*_*9*9*9*9*9",-6.8,-18.2,36,86620,9999,9999,213,255,569,38,999900,999900,999900,99990,15,1,1,1,999,999,9,999999999,0,0,0,88,999,999,99]
[2005,12,31,12,0,"?9?9?9?9E0?9?9?9*9*9?9*9*9?9*9*9?9?9*9*_*9*9*9*9*9",-4.2,-17.2,31,86620,9999,9999,219,381,727,56,999900,999900,999900,99990,191,1,0,0,999,999,9,999999999,0,0,0,88,999,999,99]
[2005,12,31,13,0,"?9?9?9?9E0?9?9?9*9*9?9*9*9?9*9*9?9?9*9*_*9*9*9*9*9",-1.3,-16.2,27,86620,9999,9999,239,464,753,68,999900,999900,999900,99990,215,1,3,3,999,999,9,999999999,0,0,0,88,999,999,99]
[2005,12,31,14,0,"?9?9?9?9E0?9?9?9*9*9?9*9*9?9*9*9?9?9*9*_*9*9*9*9*9",1.4,-15.5,23,86620,9999,9999,259,484,744,71,999900,999900,999900,99990,265,1,7,7,999,999,9,999999999,0,0,0,88,999,999,99]
[2005,12,31,15,0,"?9?9?9?9E0?9?9?9*9*9?9*9*9?9?9?9?9?9*9*_*9*9*9*9*9",3.7,-15.3,20,86620,9999,9999,260,438,714,64,999900,999900,999900,99990,225,5,4,4,999,999,9,999999999,0,0,0,88,999,999,99]
[2005,12,31,16,0,"?9?9?9?9E0?9?9?9*9*9?9*9*9?9*9*9?9?9*9*_*9*9*9*9*9",4.9000000000000004,-15.3,19,86620,9999,9999,277,335,636,49,999900,999900,999900,99990,28,5,8,8,999,999,9,999999999,0,0,0,88,999,999,99]
[2005,12,31,17,0,"?9?9?9?9E0?9?9?9*9*9?9*9*9?9*9*9?9?9*9*_*9*9*9*9*9",4.3,-15.8,18,86620,9999,9999,264,200,370,29,999900,999900,999900,99990,77,5,5,5,999,999,9,999999999,0,0,0,88,999,999,99]
[2005,12,31,18,0,"?9?9?9?9E0?9?9?9*9*9?9*9*9?9*9*9?9?9*9*_*9*9*9*9*9",2.6,-16.399999999999999,20,86620,9999,9999,247,60,0,9,999900,999900,999900,99990,225,5,1,1,999,999,9,999999999,0,0,0,88,999,999,99]
[2005,12,31,19,0,"?9?9?9?9E0?9?9?9*9*9?9*9*9?9*9*9?9?9*9*_*9*9*9*9*9",0.3,-17.100000000000001,22,86620,9999,9999,250,0,0,0,999900,999900,999900,99990,115,5,6,6,999,999,9,999999999,0,0,0,88,999,999,99]
[2005,12,31,20,0,"?9?9?9?9E0?9?9?9*9*9?9*9*9?9*9*9?9?9*9*_*9*9*9*9*9",-2.2000000000000002,-17.899999999999999,25,86620,9999,9999,232,0,0,0,999900,999900,999900,99990,284,5,2,2,999,999,9,999999999,0,0,0,88,999,999,99]
[2005,12,31,21,0,"?9?9?9?9E0?9?9?9*9*9?9*9*9?9?9?9?9?9*9*_*9*9*9*9*9",-4.5,-18.3,29,86620,9999,9999,238,0,0,0,999900,999900,999900,99990,0,0,8,8,999,999,9,999999999,0,0,0,88,999,999,99]
[2005,12,31,22,0,"?9?9?9?9E0?9?9?9*9*9?9*9*9?9*9*9?9?9*9*_*9*9*9*9*9",-6.3,-18.3,34,86620,9999,9999,223,0,0,0,999900,999900,999900,99990,63,0,5,5,999,999,9,999999999,0,0,0,88,999,999,99]
[2005,12,31,23,0,"?9?9?9?9E0?9?9?9*9*9?9*9*9?9*9*9?9?9*9*_*9*9*9*9*9",-7.7,-18,39,86620,9999,9999,207,0,0,0,999900,999900,999900,99990,217,0,0,0,999,999,9,999999999,0,0,0,88,999,999,99]
[2005,12,31,24,0,"?9?9?9?9E0?9?9?9*9*9?9*9*9?9*9*9?9?9*9*_*9*9*9*9*9",-8.6999999999999993,-17.399999999999999,45,86620,9999,9999,224,0,0,0,999900,999900,999900,99990,253,0,8,8,999,999,9,999999999,0,0,0,88,999,999,99]

{"sheet":"SolarPosition","index":1,"n_rows":8768,"n_cols":64,"rows_kept":1125,"cut":true,"hidden":true,"merged":[[5,33,5,40]],"bounds":{"rows_first":500,"rows_last":125,"rows_between":500,"halvings":2}}
[null,null,null,null,null,null,null,null,null,null,null,null,null,null,null,null,null,null,null,null,null,null,null,null,null,null,null,null,null,null,null,null,null,null,null,null,null,null,null,null,null,null,null,null,null,null,null,null,null,null,null,null,null,null,null,null,"年平均気温[℃]","気温の年較差[℃]","年最低気温の日","年最高気温の日","土の熱拡散率[m2/day]","土の熱伝導率[W/mK]","土の比熱[kJ/lgK]","土の密度[kg/m3]"]
[null,null,null,null,null,null,null,null,null,null,null,null,null,null,null,null,null,null,null,null,null,null,null,null,null,null,null,null,null,null,null,null,null,null,null,null,null,null,null,null,null,null,null,null,null,null,null,null,null,null,null,null,null,null,null,null,{"$f":"AVERAGE(epw!G9:G8768)","v":7.5560159817351344},{"$f":"MAX(BI5:BI16)-MIN(BI5:BI16)","v":33.780779569892474},{"$f":"MATCH(MIN(epw!G9:G8768),epw!G9:G8768,0)/24","v":17.333333333333332},{"$f":"MATCH(MAX(epw!G9:G8768),epw!G9:G8768,0)/24","v":199.70833333333334},{"$f":"BJ2/(BK2*BL2*1000)*3600*24","v":7.7850000000000003E-2},2.4220000000000002,0.84,3200]
[null,null,null,null,null,null,null,null,null,null,null,null,null,null,null,null,null,null,null,null,null,null,null,null,null,null,null,null,null,null,null,null,null,null,null,null,null,null,null,null,null,null,null,null,null,null,null,null,null,null,null,null,null,null,null,null,"深さ[m]"]
[null,null,null,null,null,null,null,null,null,null,null,null,null,null,null,null,null,null,null,null,null,null,null,null,null,null,null,null,null,null,null,null,null,null,null,null,null,null,null,null,null,null,null,null,null,null,null,null,null,null,null,null,null,null,null,"日数",5,"夜間放射",null,"月平均温度"]
[null,null,null,null,null,null,null,null,null,null,null,null,null,null,null,null,null,null,null,null,null,null,null,null,null,null,null,null,null,null,null,null,null,null,null,null,null,null,null,null,null,null,null,null,null,null,null,null,null,null,null,null,null,null,null,"01:00:00",{"$f":"$BE$2+(1/2)*$BF$2*EXP(-1*BE$4*(PI()/(365*$BI$2))^0.5)*COS(2*PI()/365*($BD5-$BH$2-BE$4/2*(365/(PI()*$BI$2))^0.5))","v":8.7657424888722986},{"$f":"(epw!G9+273.15)^4*(5.67/(10^8))-epw!M9","v":60.964418288133572},null,"1月",{"$f":"AVERAGE(epw!G9:G752)","v":-10.723521505376336}]
[null,null,null,null,null,null,null,null,null,null,null,null,null,null,null,null,null,null,null,null,null,null,null,null,null,null,null,null,null,null,null,null,null,"宇田川モデル",null,null,null,null,null,null,null,null,null,null,null,null,null,null,null,null,null,null,null,null,null,{"$f":"BD5+1/24","v":"02:00:00"},{"$f":"$BE$2+(1/2)*$BF$2*EXP(-1*BE$4*(PI()/(365*$BI$2))^0.5)*COS(2*PI()/365*($BD6-$BH$2-BE$4/2*(365/(PI()*$BI$2))^0.5))","v":8.7636146386471907},{"$f":"(epw!G10+273.15)^4*(5.67/(10^8))-epw!M10","v":45.479026653370681},null,"2月",{"$f":"AVERAGE(epw!G753:G1424)","v":-4.8837797619047656}]
["北緯\nΨ","北緯","東経\nL","東経","通し日数dn","通し時刻","d","D","M","M","n","ε","ε","v","v","Et1","Et1","Et2","Et2","均時差Et","太陽赤緯δ","太陽赤緯δ","時角t","時角t","太陽高度h","太陽高度h","sinA","cosA","太陽方位角A","太陽方位角A",null,"水平面全天日射量","全天日射量","全天日射量","太陽高度h","太陽高度補正h","sinh","Kc","晴天指数Kt","法線面\n直達日射量","水平面天空日射量","法線面\n直達日射量","水平面天空日射量",null,null,null,null,null,null,null,null,null,null,null,null,{"$f":"BD6+1/24","v":"03:00:00"},8.7614861671610278,{"$f":"(epw!G11+273.15)^4*(5.67/(10^8))-epw!M11","v":49.420817381738857},null,"3月",{"$f":"AVERAGE(epw!G1425:G2168)","v":2.1225806451612912}]
["度","rad","度","rad","日","時","日","日","°","rad","年","°","rad","°","rad","°","rad","rad","°","°","rad","°","°","rad","rad","°",null,null,"rad","°",null,"(W/m2)","(W/m2)","MJ/(㎡･ｈ）","°","°",null,null,null,"MJ/(㎡･ｈ）","MJ/(㎡･ｈ）","(W/m2)","(W/m2)",null,null,null,null,null,null,null,null,null,null,null,null,"04:00:00",8.7593570755088344,{"$f":"(epw!G12+273.15)^4*(5.67/(10^8))-epw!M12","v":61.966439889974538},null,"4月",{"$f":"AVERAGE(epw!G2169:G2888)","v":8.732222222222223}]
[43.462000000000003,{"$f":"A9/180*PI()","v":0.75855499950177552},142.22399999999999,{"$f":"C9/180*PI()","v":2.4822770753564147},1,4.1666666666666664E-2,{"$f":"3.71+0.2596*K9-INT((K9+3)/4)","v":3.3152000000000008},1,{"$f":"0.9856*(H9-G9)","v":-2.2818611200000007},{"$f":"I9/180*PI()","v":-3.9825989617245441E-2},{"$f":"epw!A9-1968","v":37},{"$f":"12.3901+0.0172*(K9+I9/360)","v":13.026390977746489},{"$f":"L9/180*PI()","v":0.22735341221375965},{"$f":"I9+1.914*SIN(J9)+0.02*SIN(2*J9)","v":-2.3596592706415596},{"$f":"N9/180*PI()","v":-4.1183823497903185E-2},{"$f":"I9-N9","v":7.7798150641558816E-2},{"$f":"P9/180*PI()","v":1.35783388065774E-3},{"$f":"ATAN((0.043*SIN(2*(O9+M9)))/(1-0.043*COS(2*(O9+M9))))","v":1.6294466170858047E-2},{"$f":"R9/PI()*180","v":0.93360414100886147},{"$f":"P9-S9","v":-0.85580599036730265},{"$f":"ASIN(COS(O9+M9)*SIN(-23.4393*PI()/180))","v":-0.40161340607360313},{"$f":"U9/PI()*180","v":-23.010753163891163},{"$f":"(F9*24-12)/12*180+(C9-135)+T9","v":-158.63180599036733},{"$f":"W9/180*PI()","v":-2.7686473129167739},{"$f":"ASIN(SIN(B9)*SIN(U9)+COS(B9)*COS(U9)*COS(X9))","v":-1.0996422055459787},{"$f":"Y9/PI()*180","v":-63.004857352241942},{"$f":"COS(U9)*SIN(X9)/COS(Y9)","v":-0.73883511770070232},{"$f":"(SIN(Y9)*SIN(B9)-SIN(U9))/(COS(Y9)*COS(B9))","v":-0.67388624325785806},{"$f":"IF(AA9>0,PI()/2-ATAN(AB9/AA9),-PI()/2-ATAN(AB9/AA9))","v":-2.3102525410224821},{"$f":"AC9/PI()*180","v":-132.3677202099623},null,{"$f":"IF(Z9<0,0,epw!O9*SIN(RADIANS(SolarPosition!Z9)))+epw!P9","v":0},0,{"$f":"AG9*3.6/1000","v":0},-62.508517142356389,{"$f":"IF(AH9<=0,\"-\",IF(AI9<3,3,AI9))","v":"-"},{"$f":"IF(AJ9=\"-\",\"-\", SIN(PI()*AJ9/180))","v":"-"},{"$f":"IF(AK9=\"-\",\"-\", (0.5163+0.333*AK9+0.00803*AK9*AK9)*(4.921)*AK9)","v":"-"},{"$f":"IF(AK9=\"-\",\"-\", AH9/(4.921)/AK9)","v":"-"},0,0,{"$f":"AN9*1000/3.6","v":0},{"$f":"AO9*1000/3.6","v":0},null,null,null,null,null,null,null,null,null,null,null,null,"05:00:00",8.7572273647859316,{"$f":"(epw!G13+273.15)^4*(5.67/(10^8))-epw!M13","v":51.933967667761635},null,"5月",{"$f":"AVERAGE(epw!G2889:G3632)","v":15.128091397849461}]
[{"$f":"A9","v":43.462000000000003},{"$f":"A10/180*PI()","v":0.75855499950177552},{"$f":"C9","v":142.22399999999999},{"$f":"C10/180*PI()","v":2.4822770753564147},1,8.3333333333333329E-2,{"$f":"3.71+0.2596*K10-INT((K10+3)/4)","v":3.3152000000000008},1,{"$f":"0.9856*(H10-G10)","v":-2.2818611200000007},{"$f":"I10/180*PI()","v":-3.9825989617245441E-2},{"$f":"epw!A10-1968","v":37},{"$f":"12.3901+0.0172*(K10+I10/360)","v":13.026390977746489},{"$f":"L10/180*PI()","v":0.22735341221375965},{"$f":"I10+1.914*SIN(J10)+0.02*SIN(2*J10)","v":-2.3596592706415596},{"$f":"N10/180*PI()","v":-4.1183823497903185E-2},{"$f":"I10-N10","v":7.7798150641558816E-2},{"$f":"P10/180*PI()","v":1.35783388065774E-3},{"$f":"ATAN((0.043*SIN(2*(O10+M10)))/(1-0.043*COS(2*(O10+M10))))","v":1.6294466170858047E-2},{"$f":"R10/PI()*180","v":0.93360414100886147},{"$f":"P10-S10","v":-0.85580599036730265},{"$f":"ASIN(COS(O10+M10)*SIN(-23.4393*PI()/180))","v":-0.40161340607360313},{"$f":"U10/PI()*180","v":-23.010753163891163},{"$f":"(F10*24-12)/12*180+(C10-135)+T10","v":-143.63180599036733},{"$f":"W10/180*PI()","v":-2.5068479251176243},{"$f":"ASIN(SIN(B10)*SIN(U10)+COS(B10)*COS(U10)*COS(X10))","v":-0.93878984686194111},{"$f":"Y10/PI()*180","v":-53.7886960749221},{"$f":"COS(U10)*SIN(X10)/COS(Y10)","v":-0.92387027463176497},{"$f":"(SIN(Y10)*SIN(B10)-SIN(U10))/(COS(Y10)*COS(B10))","v":-0.38270578209876382},{"$f":"IF(AA10>0,PI()/2-ATAN(AB10/AA10),-PI()/2-ATAN(AB10/AA10))","v":-1.9635195997922334},{"$f":"AC10/PI()*180","v":-112.50138605931144},null,{"$f":"IF(Z10<0,0,epw!O10*SIN(RADIANS(SolarPosition!Z10)))+epw!P10","v":0},0,{"$f":"AG10*3.6/1000","v":0},-53.295532713105104,{"$f":"IF(AH10<=0,\"-\",IF(AI10<3,3,AI10))","v":"-"},"-",{"$f":"IF(AK10=\"-\",\"-\", (0.5163+0.333*AK10+0.00803*AK10*AK10)*(4.921)*AK10)","v":"-"},{"$f":"IF(AK10=\"-\",\"-\", AH10/(4.921)/AK10)","v":"-"},0,0,{"$f":"AN10*1000/3.6","v":0},{"$f":"AO10*1000/3.6","v":0},null,null,null,null,null,null,null,null,null,null,null,null,"06:00:00",8.7550970360879745,{"$f":"(epw!G14+273.15)^4*(5.67/(10^8))-epw!M14","v":63.913122825671451},null,"6月",{"$f":"AVERAGE(epw!G3633:G4352)","v":20.134027777777764}]
[{"$f":"A10","v":43.462000000000003},0.75855499950177552,{"$f":"C10","v":142.22399999999999},2.4822770753564147,1,0.125,3.3152000000000008,1,{"$f":"0.9856*(H11-G11)","v":-2.2818611200000007},-3.9825989617245441E-2,{"$f":"epw!A11-1968","v":37},13.026390977746489,0.22735341221375965,-2.3596592706415596,-4.1183823497903185E-2,7.7798150641558816E-2,1.35783388065774E-3,1.6294466170858047E-2,0.93360414100886147,-0.85580599036730265,-0.40161340607360313,-23.010753163891163,-128.63180599036733,-2.2450485373184752,-0.75595250757517618,-43.31288819638899,-0.98817885032985064,-0.15330544595928478,-1.7247087258874105,-98.818530882734208,null,{"$f":"IF(Z11<0,0,epw!O11*SIN(RADIANS(SolarPosition!Z11)))+epw!P11","v":0},0,0,-42.859646710232461,"-","-","-","-",0,0,0,0,null,null,null,null,null,null,null,null,null,null,null,null,"07:00:00",8.7529660905109328,{"$f":"(epw!G15+273.15)^4*(5.67/(10^8))-epw!M15","v":63.304788805789201},null,"7月",{"$f":"AVERAGE(epw!G4353:G5096)","v":23.057258064516137}]
[43.462000000000003,{"$f":"A12/180*PI()","v":0.75855499950177552},142.22399999999999,2.4822770753564147,1,0.16666666666666699,3.3152000000000008,1,-2.2818611200000007,-3.9825989617245441E-2,{"$f":"epw!A12-1968","v":37},{"$f":"12.3901+0.0172*(K12+I12/360)","v":13.026390977746489},0.22735341221375965,-2.3596592706415596,-4.1183823497903185E-2,7.7798150641558816E-2,1.35783388065774E-3,1.6294466170858047E-2,0.93360414100886147,-0.85580599036730265,-0.40161340607360313,-23.010753163891163,-113.63180599036718,-1.9832491495193232,-0.5665168757334812,-32.459026002465798,-0.9993706489360078,3.5472609788718981E-2,-1.5353162735574226,-87.967142692593271,null,{"$f":"IF(Z12<0,0,epw!O12*SIN(RADIANS(SolarPosition!Z12)))+epw!P12","v":0},0,0,-32.058733940989633,"-","-","-","-",0,0,0,0,null,null,null,null,null,null,null,null,null,null,null,null,"08:00:00",8.7508345291510867,{"$f":"(epw!G16+273.15)^4*(5.67/(10^8))-epw!M16","v":53.903860933584042},null,"8月",{"$f":"AVERAGE(epw!G5097:G5840)","v":20.812634408602147}]
[43.462000000000003,0.75855499950177552,142.22399999999999,2.4822770753564147,1,0.20833333333333401,3.3152000000000008,1,-2.2818611200000007,-3.9825989617245441E-2,{"$f":"epw!A13-1968","v":37},13.026390977746489,0.22735341221375965,-2.3596592706415596,-4.1183823497903185E-2,7.7798150641558816E-2,1.35783388065774E-3,1.6294466170858047E-2,0.93360414100886147,-0.85580599036730265,-0.40161340607360313,-23.010753163891163,-98.631805990367084,-1.7214497617201721,-0.37810526425636559,-21.66383585356845,-0.97916882033165709,0.20304783005565774,-1.3663267342431524,-78.284755308025495,null,{"$f":"IF(Z13<0,0,epw!O13*SIN(RADIANS(SolarPosition!Z13)))+epw!P13","v":0},0,0,-21.325273856594332,"-","-","-","-",0,0,0,0,null,null,null,null,null,null,null,null,null,null,null,null,"09:00:00",8.7487023531050436,{"$f":"(epw!G17+273.15)^4*(5.67/(10^8))-epw!M17","v":61.706178576408206},null,"9月",{"$f":"AVERAGE(epw!G5841:G6560)","v":16.130972222222233}]
[43.462000000000003,0.75855499950177552,142.22399999999999,2.4822770753564147,1,0.25,3.3152000000000008,1,-2.2818611200000007,-3.9825989617245441E-2,{"$f":"epw!A14-1968","v":37},13.026390977746489,0.22735341221375965,-2.3596592706415596,-4.1183823497903185E-2,7.7798150641558816E-2,1.35783388065774E-3,1.6294466170858047E-2,0.93360414100886147,-0.85580599036730265,-0.40161340607360313,-23.010753163891163,-83.631805990367312,-1.4596503739210267,-0.19604440049182903,-11.232516745354243,-0.93261660660961143,0.36086876433957726,-1.2015970667684508,-68.846440601131619,null,{"$f":"IF(Z14<0,0,epw!O14*SIN(RADIANS(SolarPosition!Z14)))+epw!P14","v":0},0,0,-10.965372902127278,"-","-","-","-",0,0,0,0,null,null,null,null,null,null,null,null,null,null,null,null,"10:00:00",8.7465695634697269,{"$f":"(epw!G18+273.15)^4*(5.67/(10^8))-epw!M18","v":44.745558780087663},null,"10月",{"$f":"AVERAGE(epw!G6561:G7304)","v":8.1583333333333279}]
[43.462000000000003,0.75855499950177552,142.22399999999999,2.4822770753564147,1,0.29166666666666702,3.3152000000000008,1,-2.2818611200000007,-3.9825989617245441E-2,{"$f":"epw!A15-1968","v":37},13.026390977746489,0.22735341221375965,-2.3596592706415596,-4.1183823497903185E-2,7.7798150641558816E-2,1.35783388065774E-3,1.6294466170858047E-2,0.93360414100886147,-0.85580599036730265,-0.40161340607360313,-23.010753163891163,-68.63180599036717,-1.1978509861218749,-2.5474478711938961E-2,-1.4595801154899641,-0.85743760944548209,0.5145879379740812,-1.030269320657951,-59.030083835511071,null,{"$f":"IF(Z15<0,0,epw!O15*SIN(RADIANS(SolarPosition!Z15)))+epw!P15","v":0},2.7777777777777777,0.01,-1.27602558586394,3,5.2335956242943828E-2,0.13746473821734803,3.882812966733875E-2,0,0.01,0,2.7777777777777777,null,null,null,null,null,null,null,null,null,null,null,null,"11:00:00",8.744436161342362,{"$f":"(epw!G19+273.15)^4*(5.67/(10^8))-epw!M19","v":70.305603491690249},null,"11月",{"$f":"AVERAGE(epw!G7305:G8024)","v":-0.75888888888888995}]
[43.462000000000003,0.75855499950177552,142.22399999999999,2.4822770753564147,1,0.33333333333333398,3.3152000000000008,1,-2.2818611200000007,-3.9825989617245441E-2,{"$f":"epw!A16-1968","v":37},13.026390977746489,0.22735341221375965,-2.3596592706415596,-4.1183823497903185E-2,7.7798150641558816E-2,1.35783388065774E-3,{"$f":"ATAN((0.043*SIN(2*(O16+M16)))/(1-0.043*COS(2*(O16+M16))))","v":1.6294466170858047E-2},{"$f":"R16/PI()*180","v":0.93360414100886147},{"$f":"P16-S16","v":-0.85580599036730265},-0.40161340607360313,-23.010753163891163,{"$f":"(F16*24-12)/12*180+(C16-135)+T16","v":-53.63180599036707},{"$f":"W16/180*PI()","v":-0.93605159832272355},{"$f":"ASIN(SIN(B16)*SIN(U16)+COS(B16)*COS(U16)*COS(X16))","v":0.12760489157688654},{"$f":"Y16/PI()*180","v":7.3112217325800675},-0.74722801205912537,0.6645677527492343,-0.84388112538119908,-48.350826895092965,null,{"$f":"IF(Z16<0,0,epw!O16*SIN(RADIANS(SolarPosition!Z16)))+epw!P16","v":0},38.888888888888886,0.14000000000000001,7.3963623643591205,7.3963623643591205,0.12873263638633847,0.3543134647168687,0.22099681116087058,0.11,0.13,30.555555555555554,36.111111111111107,null,null,null,null,null,null,null,null,null,null,null,null,"12:00:00",8.742302147820503,{"$f":"(epw!G20+273.15)^4*(5.67/(10^8))-epw!M20","v":55.523062079482258},null,"12月",{"$f":"AVERAGE(epw!G8025:G8768)","v":-7.9895161290322525}]
[43.462000000000003,0.75855499950177552,142.22399999999999,2.4822770753564147,1,0.375,3.3152000000000008,1,-2.2818611200000007,-3.9825989617245441E-2,{"$f":"epw!A17-1968","v":37},13.026390977746489,0.22735341221375965,-2.3596592706415596,-4.1183823497903185E-2,7.7798150641558816E-2,1.35783388065774E-3,1.6294466170858047E-2,0.93360414100886147,-0.85580599036730265,-0.40161340607360313,-23.010753163891163,-38.631805990367312,-0.67425221052357831,0.25577205369079842,14.65465919387624,-0.59396022470280208,0.80449440735843336,-0.63597257302254151,-36.438544320267184,null,{"$f":"IF(Z17<0,0,epw!O17*SIN(RADIANS(SolarPosition!Z17)))+epw!P17","v":0},105.55555555555556,0.38,14.625422363187198,14.625422363187198,0.2524987097891071,0.74663856134397555,0.3058236506815154,0.28000000000000003,0.31,77.777777777777771,86.111111111111114,null,null,null,null,null,null,null,null,null,null,null,null,"13:00:00",8.7401675240020165,{"$f":"(epw!G21+273.15)^4*(5.67/(10^8))-epw!M21","v":61.279330863034545}]
[43.462000000000003,0.75855499950177552,142.22399999999999,2.4822770753564147,1,0.41666666666666702,3.3152000000000008,1,-2.2818611200000007,-3.9825989617245441E-2,{"$f":"epw!A18-1968","v":37},13.026390977746489,0.22735341221375965,-2.3596592706415596,-4.1183823497903185E-2,7.7798150641558816E-2,1.35783388065774E-3,1.6294466170858047E-2,0.93360414100886147,-0.85580599036730265,-0.40161340607360313,-23.010753163891163,-23.63180599036718,-0.41245282272442663,0.35027953626967062,20.069539078051772,-0.3928149950004674,0.91961751815783876,-0.40369064865366067,-23.129770396753326,null,{"$f":"IF(Z18<0,0,epw!O18*SIN(RADIANS(SolarPosition!Z18)))+epw!P18","v":75.709906607009273},169.44444444444443,0.61,19.91311419685745,19.91311419685745,0.34059476000243571,1.0570108214708231,0.3639473050327906,0.44,0.46,122.22222222222221,127.77777777777777,null,null,null,null,null,null,null,null,null,null,null,null,"14:00:00",8.7380322909850765,{"$f":"(epw!G22+273.15)^4*(5.67/(10^8))-epw!M22","v":64.892524237394184}]
[43.462000000000003,0.75855499950177552,142.22399999999999,2.4822770753564147,1,0.45833333333333398,3.3152000000000008,1,-2.2818611200000007,-3.9825989617245441E-2,{"$f":"epw!A19-1968","v":37},13.026390977746489,0.22735341221375965,-2.3596592706415596,-4.1183823497903185E-2,7.7798150641558816E-2,1.35783388065774E-3,1.6294466170858047E-2,0.93360414100886147,-0.85580599036730265,-0.40161340607360313,-23.010753163891163,-8.6318059903670736,-0.15065343492527539,0.40238934537631932,23.055211211095124,-0.15013371812225801,0.98866570016501876,-0.15070352248696106,-8.6346757962577652,null,{"$f":"IF(Z19<0,0,epw!O19*SIN(RADIANS(SolarPosition!Z19)))+epw!P19","v":266.00547395137153},202.77777777777777,0.73,22.769026905662727,22.769026905662727,0.38701718678989266,1.2310371929283781,0.38330037429292013,0.51,0.53,141.66666666666666,147.22222222222223,null,null,null,null,null,null,null,null,null,null,null,null,"15:00:00",8.7358964498681768,{"$f":"(epw!G23+273.15)^4*(5.67/(10^8))-epw!M23","v":64.79216524644022}]
[43.462000000000003,0.75855499950177552,142.22399999999999,2.4822770753564147,1,0.5,3.3152000000000008,1,-2.2818611200000007,-3.9825989617245441E-2,{"$f":"epw!A20-1968","v":37},13.026390977746489,0.22735341221375965,-2.3596592706415596,-4.1183823497903185E-2,7.7798150641558816E-2,1.35783388065774E-3,1.6294466170858047E-2,0.93360414100886147,-0.85580599036730265,-0.40161340607360313,-23.010753163891163,6.3681940096326866,0.11114595287386987,0.40613626912210082,23.269894127885753,0.11113185818521765,0.99380567018723576,0.11136189070594504,6.3805663360477984,null,{"$f":"IF(Z20<0,0,epw!O20*SIN(RADIANS(SolarPosition!Z20)))+epw!P20","v":352.97613443944675},208.33333333333331,0.75,22.867563225281199,22.867563225281199,0.3886023784826001,1.2371077537977471,0.39219535335837735,0.54,0.54,150,150,null,null,null,null,null,null,null,null,null,null,null,null,"16:00:00",8.7337600017501256,{"$f":"(epw!G24+273.15)^4*(5.67/(10^8))-epw!M24","v":64.28460181068391}]
[43.462000000000003,0.75855499950177552,142.22399999999999,2.4822770753564147,1,0.54166666666666696,3.3152000000000008,1,-2.2818611200000007,-3.9825989617245441E-2,{"$f":"epw!A21-1968","v":37},13.026390977746489,0.22735341221375965,-2.3596592706415596,-4.1183823497903185E-2,7.7798150641558816E-2,1.35783388065774E-3,1.6294466170858047E-2,0.93360414100886147,-0.85580599036730265,-0.40161340607360313,-23.010753163891163,21.368194009632795,0.37294534067302121,0.36105381021290095,20.686859502316643,0.35848137405993963,0.93353687899948434,0.36664063985332507,21.006961261571536,null,{"$f":"IF(Z21<0,0,epw!O21*SIN(RADIANS(SolarPosition!Z21)))+epw!P21","v":343.35826252085621},300,1.08,20.196587777452034,20.196587777452034,0.34524230688635327,1.0741069584509981,0.63569146512766406,2.36,0.27,655.55555555555554,75,null,null,null,null,null,null,null,null,null,null,null,null,"17:00:00",8.7316229477300329,{"$f":"(epw!G25+273.15)^4*(5.67/(10^8))-epw!M25","v":70.419437111083994}]
[43.462000000000003,0.75855499950177552,142.22399999999999,2.4822770753564147,1,0.58333333333333404,3.3152000000000008,1,-2.2818611200000007,-3.9825989617245441E-2,{"$f":"epw!A22-1968","v":37},13.026390977746489,0.22735341221375965,-2.3596592706415596,-4.1183823497903185E-2,7.7798150641558816E-2,1.35783388065774E-3,1.6294466170858047E-2,0.93360414100886147,-0.85580599036730265,-0.40161340607360313,-23.010753163891163,36.368194009632958,0.63474472847217345,0.27241593277927489,15.608283220371991,0.56668744318883546,0.82393285025668206,0.60247984944719823,34.5195526150017,null,{"$f":"IF(Z22<0,0,epw!O22*SIN(RADIANS(SolarPosition!Z22)))+epw!P22","v":280.44900096989505},255.55555555555554,0.92,15.063647332824914,15.063647332824914,0.2598918892245301,0.77168772288124743,0.71935246506627681,2.95,0.15,819.44444444444446,41.666666666666664,null,null,null,null,null,null,null,null,null,null,null,null,"18:00:00",8.7294852889073269,{"$f":"(epw!G26+273.15)^4*(5.67/(10^8))-epw!M26","v":52.252608551651178}]
[43.462000000000003,0.75855499950177552,142.22399999999999,2.4822770753564147,1,0.625,3.3152000000000008,1,-2.2818611200000007,-3.9825989617245441E-2,{"$f":"epw!A23-1968","v":37},13.026390977746489,0.22735341221375965,-2.3596592706415596,-4.1183823497903185E-2,7.7798150641558816E-2,1.35783388065774E-3,1.6294466170858047E-2,0.93360414100886147,-0.85580599036730265,-0.40161340607360313,-23.010753163891163,51.368194009632688,0.89654411627131825,0.14874522317224992,8.522473510501456,0.72704535565250628,0.68658943395898597,0.81400872306929395,46.639264318703951,null,{"$f":"IF(Z23<0,0,epw!O23*SIN(RADIANS(SolarPosition!Z23)))+epw!P23","v":177.96108960586758},119.44444444444444,0.43,7.9533981845117925,7.9533981845117925,0.13836761541254952,0.38303074024147238,0.63151058458204812,2.33,0.11,647.22222222222217,30.555555555555554,null,null,null,null,null,null,null,null,null,null,null,null,"19:00:00",8.7273470263817572,{"$f":"(epw!G27+273.15)^4*(5.67/(10^8))-epw!M27","v":79.760614339077165}]
[43.462000000000003,0.75855499950177552,142.22399999999999,2.4822770753564147,1,0.66666666666666696,3.3152000000000008,1,-2.2818611200000007,-3.9825989617245441E-2,{"$f":"epw!A24-1968","v":37},13.026390977746489,0.22735341221375965,-2.3596592706415596,-4.1183823497903185E-2,7.7798150641558816E-2,1.35783388065774E-3,1.6294466170858047E-2,0.93360414100886147,-0.85580599036730265,-0.40161340607360313,-23.010753163891163,66.368194009632802,1.1583435040704695,-1.088378437448481E-3,-6.2359490978841227E-2,0.84324493826492064,0.53752950997186211,1.0032917043812855,57.484380281534705,null,{"$f":"IF(Z24<0,0,epw!O24*SIN(RADIANS(SolarPosition!Z24)))+epw!P24","v":47},8.3333333333333339,3.0000000000000002E-2,-0.63306455893291413,3,5.2335956242943828E-2,0.13746473821734803,0.11648438900201626,0.02,0.03,5.5555555555555554,8.3333333333333339,null,null,null,null,null,null,null,null,null,null,null,null,"20:00:00",8.7252081612533647,{"$f":"(epw!G28+273.15)^4*(5.67/(10^8))-epw!M28","v":78.892524237394184}]
[43.462000000000003,0.75855499950177552,142.22399999999999,2.4822770753564147,1,0.70833333333333404,3.3152000000000008,1,-2.2818611200000007,-3.9825989617245441E-2,{"$f":"epw!A25-1968","v":37},13.026390977746489,0.22735341221375965,-2.3596592706415596,-4.1183823497903185E-2,7.7798150641558816E-2,1.35783388065774E-3,1.6294466170858047E-2,0.93360414100886147,-0.85580599036730265,-0.40161340607360313,-23.010753163891163,81.368194009632958,1.4201428918696217,-0.16943400215390564,-9.7078532294292934,0.92322624122953956,0.38425682492985874,1.1763936153348542,67.402389204823592,null,{"$f":"IF(Z25<0,0,epw!O25*SIN(RADIANS(SolarPosition!Z25)))+epw!P25","v":33},0,0,-10.263475629314248,"-","-","-","-",0,0,0,0,null,null,null,null,null,null,null,null,null,null,null,null,"21:00:00",8.723068694622512,{"$f":"(epw!G29+273.15)^4*(5.67/(10^8))-epw!M29","v":62.992893210252703}]
[43.462000000000003,0.75855499950177552,142.22399999999999,2.4822770753564147,1,0.75,3.3152000000000008,1,-2.2818611200000007,-3.9825989617245441E-2,{"$f":"epw!A26-1968","v":37},13.026390977746489,0.22735341221375965,-2.3596592706415596,-4.1183823497903185E-2,7.7798150641558816E-2,1.35783388065774E-3,1.6294466170858047E-2,0.93360414100886147,-0.85580599036730265,-0.40161340607360313,-23.010753163891163,96.368194009632688,1.6819422796687664,-0.3501020599013549,-20.059370431183972,0.97382667012142721,0.22729191925850159,1.3415004158215948,76.862312041622346,null,{"$f":"IF(Z26<0,0,epw!O26*SIN(RADIANS(SolarPosition!Z26)))+epw!P26","v":8},0,0,-20.586522289544643,"-","-","-","-",0,0,0,0,null,null,null,null,null,null,null,null,null,null,null,null,"22:00:00",8.7209286275898723,{"$f":"(epw!G30+273.15)^4*(5.67/(10^8))-epw!M30","v":72.906052404492016}]
[43.462000000000003,0.75855499950177552,142.22399999999999,2.4822770753564147,1,0.79166666666666696,3.3152000000000008,1,-2.2818611200000007,-3.9825989617245441E-2,{"$f":"epw!A27-1968","v":37},13.026390977746489,0.22735341221375965,-2.3596592706415596,-4.1183823497903185E-2,7.7798150641558816E-2,1.35783388065774E-3,1.6294466170858047E-2,0.93360414100886147,-0.85580599036730265,-0.40161340607360313,-23.010753163891163,111.3681940096328,1.9437416674679178,-0.53787591865512885,-30.818020040660869,0.998091049389075,6.1759672355148676E-2,1.5089973256860254,86.459178058337386,null,{"$f":"IF(Z27<0,0,epw!O27*SIN(RADIANS(SolarPosition!Z27)))+epw!P27","v":0},0,0,-31.303288283583235,"-","-","-","-",0,0,0,0,null,null,null,null,null,null,null,null,null,null,null,null,"23:00:00",8.7187879612564192,{"$f":"(epw!G31+273.15)^4*(5.67/(10^8))-epw!M31","v":68.715894387989977}]
[43.462000000000003,0.75855499950177552,142.22399999999999,2.4822770753564147,1,0.83333333333333404,3.3152000000000008,1,-2.2818611200000007,-3.9825989617245441E-2,{"$f":"epw!A28-1968","v":37},13.026390977746489,0.22735341221375965,-2.3596592706415596,-4.1183823497903185E-2,7.7798150641558816E-2,1.35783388065774E-3,1.6294466170858047E-2,0.93360414100886147,-0.85580599036730265,-0.40161340607360313,-23.010753163891163,126.36819400963296,2.2055410552670702,-0.7275521832209525,-41.685669474089366,0.99243196831869984,-0.12279571759255814,1.6939027591512783,97.053479004933436,null,{"$f":"IF(Z28<0,0,epw!O28*SIN(RADIANS(SolarPosition!Z28)))+epw!P28","v":0},0,0,-42.111056927346951,"-","-","-","-",0,0,0,0,null,null,null,null,null,null,null,null,null,null,null,null,1.0000000000003331,8.7166466967234388,{"$f":"(epw!G32+273.15)^4*(5.67/(10^8))-epw!M32","v":54.407668973096463}]
[43.462000000000003,0.75855499950177552,142.22399999999999,2.4822770753564147,1,0.875,3.3152000000000008,1,-2.2818611200000007,-3.9825989617245441E-2,{"$f":"epw!A29-1968","v":37},13.026390977746489,0.22735341221375965,-2.3596592706415596,-4.1183823497903185E-2,7.7798150641558816E-2,1.35783388065774E-3,1.6294466170858047E-2,0.93360414100886147,-0.85580599036730265,-0.40161340607360313,-23.010753163891163,141.36819400963267,2.4673404430662145,-0.91207757075279217,-52.258195392679724,0.93879063009012298,-0.34448824777485548,1.9224899387432148,110.15055964635037,null,{"$f":"IF(Z29<0,0,epw!O29*SIN(RADIANS(SolarPosition!Z29)))+epw!P29","v":0},0,0,-52.592571473503128,"-","-","-","-",0,0,0,0,null,null,null,null,null,null,null,null,null,null,null,null,1.0416666666669998,8.7145048350925336,{"$f":"(epw!G33+273.15)^4*(5.67/(10^8))-epw!M33","v":71.103833571788527}]
[43.462000000000003,0.75855499950177552,142.22399999999999,2.4822770753564147,1,0.91666666666666696,3.3152000000000008,1,-2.2818611200000007,-3.9825989617245441E-2,{"$f":"epw!A30-1968","v":37},13.026390977746489,0.22735341221375965,-2.3596592706415596,-4.1183823497903185E-2,7.7798150641558816E-2,1.35783388065774E-3,1.6294466170858047E-2,0.93360414100886147,-0.85580599036730265,-0.40161340607360313,-23.010753163891163,156.36819400963279,2.7291398308653663,-1.0778556702122328,-61.756580827405671,0.7796864040157675,-0.62617019363186099,2.2474278085204795,128.76812818855919,null,{"$f":"IF(Z30<0,0,epw!O30*SIN(RADIANS(SolarPosition!Z30)))+epw!P30","v":0},0,0,-61.937130093560853,"-","-","-","-",0,0,0,0,null,null,null,null,null,null,null,null,null,null,null,null,1.0833333333336665,8.7123623774655989,{"$f":"(epw!G34+273.15)^4*(5.67/(10^8))-epw!M34","v":47.940503456005331}]
[43.462000000000003,0.75855499950177552,142.22399999999999,2.4822770753564147,1,0.95833333333333404,3.3152000000000008,1,-2.2818611200000007,-3.9825989617245441E-2,{"$f":"epw!A31-1968","v":37},13.026390977746489,0.22735341221375965,-2.3596592706415596,-4.1183823497903185E-2,7.7798150641558816E-2,1.35783388065774E-3,1.6294466170858047E-2,0.93360414100886147,-0.85580599036730265,-0.40161340607360313,-23.010753163891163,171.36819400963296,2.9909392186645185,-1.1927910607401759,-68.34189362134471,0.3743009112666888,-0.92730729956413449,2.7579498850203317,158.01888852025567,null,{"$f":"IF(Z31<0,0,epw!O31*SIN(RADIANS(SolarPosition!Z31)))+epw!P31","v":0},0,0,-68.256926555503014,"-","-","-","-",0,0,0,0,null,null,null,null,null,null,null,null,null,null,null,null,1.1250000000003333,8.7102193249448447,{"$f":"(epw!G35+273.15)^4*(5.67/(10^8))-epw!M35","v":55.93219562670896}]
[43.462000000000003,0.75855499950177552,142.22399999999999,2.4822770753564147,1,0,3.3152000000000008,1,-2.2818611200000007,-3.9825989617245441E-2,{"$f":"epw!A32-1968","v":37},13.026390977746489,0.22735341221375965,-2.3596592706415596,-4.1183823497903185E-2,7.7798150641558816E-2,1.35783388065774E-3,1.6294466170858047E-2,0.93360414100886147,-0.85580599036730265,-0.40161340607360313,-23.010753163891163,-173.63180599036733,-3.0304467007159235,-1.2022376096355776,-68.883141004015187,-0.28337459482525035,-0.95900930079307722,-2.8542815303207392,-163.53828522952028,null,{"$f":"IF(Z32<0,0,epw!O32*SIN(RADIANS(SolarPosition!Z32)))+epw!P32","v":0},0,0,-68.503434389751263,"-","-","-","-",0,0,0,0,null,null,null,null,null,null,null,null,null,null,null,null,1.166666666667,8.7080756786327882,{"$f":"(epw!G36+273.15)^4*(5.67/(10^8))-epw!M36","v":72.252557620135349}]
[43.462000000000003,0.75855499950177552,142.22399999999999,2.4822770753564147,2,4.1666666666666664E-2,3.3152000000000008,2,-1.2962611200000009,-2.2624024509589336E-2,{"$f":"epw!A33-1968","v":37},13.026438067524268,0.22735423408542588,-1.3404644611884076,-2.3395518353709451E-2,4.4203341188406631E-2,7.714938441201188E-4,1.7757149223551295E-2,1.017409706693496,-0.97320636550508932,-0.4001237704707144,-22.925403330833213,-158.7492063655051,-2.7706963360060044,-1.0995259985809205,-62.998199183594089,-0.73526068946453904,-0.6777844189180886,-2.3155414327681996,-132.6707513852935,null,{"$f":"IF(Z33<0,0,epw!O33*SIN(RADIANS(SolarPosition!Z33)))+epw!P33","v":0},0,0,-62.506287348894332,"-","-","-","-",0,0,0,0,null,null,null,null,null,null,null,null,null,null,null,null,1.2083333333336668,8.7059314396322414,{"$f":"(epw!G37+273.15)^4*(5.67/(10^8))-epw!M37","v":58.796661982301771}]
[43.462000000000003,0.75855499950177552,142.22399999999999,2.4822770753564147,2,8.3333333333333329E-2,3.3152000000000008,2,-1.2962611200000009,-2.2624024509589336E-2,{"$f":"epw!A34-1968","v":37},13.026438067524268,0.22735423408542588,-1.3404644611884076,-2.3395518353709451E-2,4.4203341188406631E-2,7.714938441201188E-4,1.7757149223551295E-2,1.017409706693496,-0.97320636550508932,-0.4001237704707144,-22.925403330833213,-143.7492063655051,-2.5088969482068553,-0.93914098927940126,-53.80881505345058,-0.92232191599822944,-0.38642241558863344,-1.967545863675193,-112.73207398701101,null,{"$f":"IF(Z34<0,0,epw!O34*SIN(RADIANS(SolarPosition!Z34)))+epw!P34","v":0},0,0,-53.318793311798366,"-","-","-","-",0,0,0,0,null,null,null,null,null,null,null,null,null,null,null,null,1.2500000000003335,8.7037866090463378,{"$f":"(epw!G38+273.15)^4*(5.67/(10^8))-epw!M38","v":61.420817381738857}]
[43.462000000000003,0.75855499950177552,142.22399999999999,2.4822770753564147,2,0.125,3.3152000000000008,2,-1.2962611200000009,-2.2624024509589336E-2,{"$f":"epw!A35-1968","v":37},13.026438067524268,0.22735423408542588,-1.3404644611884076,-2.3395518353709451E-2,4.4203341188406631E-2,7.714938441201188E-4,1.7757149223551295E-2,1.017409706693496,-0.97320636550508932,-0.4001237704707144,-22.925403330833213,-128.7492063655051,-2.2470975604077057,-0.75648741727490643,-43.343536264604147,-0.98767983143781646,-0.15648818029156919,-1.7279303445273455,-99.003116034003156,null,{"$f":"IF(Z35<0,0,epw!O35*SIN(RADIANS(SolarPosition!Z35)))+epw!P35","v":0},0,0,-42.89289663847439,"-","-","-","-",0,0,0,0,null,null,null,null,null,null,null,null,null,null,null,null,1.2916666666670003,8.7016411879785061,{"$f":"(epw!G39+273.15)^4*(5.67/(10^8))-epw!M39","v":69.745558780087663}]
[43.462000000000003,0.75855499950177552,142.22399999999999,2.4822770753564147,2,0.16666666666666699,3.3152000000000008,2,-1.2962611200000009,-2.2624024509589336E-2,{"$f":"epw!A36-1968","v":37},13.026438067524268,0.22735423408542588,-1.3404644611884076,-2.3395518353709451E-2,4.4203341188406631E-2,7.714938441201188E-4,1.7757149223551295E-2,1.017409706693496,-0.97320636550508932,-0.4001237704707144,-22.925403330833213,-113.74920636550497,-1.9852981726085541,-0.56708587359937934,-32.491627178733715,-0.99946502119845881,3.2705831296030184E-2,-1.5380846619417055,-88.125759663065722,null,{"$f":"IF(Z36<0,0,epw!O36*SIN(RADIANS(SolarPosition!Z36)))+epw!P36","v":0},0,0,-32.093737568302352,"-","-","-","-",0,0,0,0,null,null,null,null,null,null,null,null,null,null,null,null,1.333333333333667,8.6994951775324729,{"$f":"(epw!G40+273.15)^4*(5.67/(10^8))-epw!M40","v":60.124236935302747}]
[43.462000000000003,0.75855499950177552,142.22399999999999,2.4822770753564147,2,0.20833333333333401,3.3152000000000008,2,-1.2962611200000009,-2.2624024509589336E-2,{"$f":"epw!A37-1968","v":37},13.026438067524268,0.22735423408542588,-1.3404644611884076,-2.3395518353709451E-2,4.4203341188406631E-2,7.714938441201188E-4,1.7757149223551295E-2,1.017409706693496,-0.97320636550508932,-0.4001237704707144,-22.925403330833213,-98.749206365504875,-1.723498784809403,-0.37861525532045948,-21.693056189130417,-0.97967896730932791,0.20057198461332731,-1.3688545918332626,-78.429590879148918,null,{"$f":"IF(Z37<0,0,epw!O37*SIN(RADIANS(SolarPosition!Z37)))+epw!P37","v":0},0,0,-21.356858686224541,"-","-","-","-",0,0,0,0,null,null,null,null,null,null,null,null,null,null,null,null,1.3750000000003337,8.6973485788122797,{"$f":"(epw!G41+273.15)^4*(5.67/(10^8))-epw!M41","v":60.966439889974538}]
[43.462000000000003,0.75855499950177552,142.22399999999999,2.4822770753564147,2,0.25,3.3152000000000008,2,-1.2962611200000009,-2.2624024509589336E-2,{"$f":"epw!A38-1968","v":37},13.026438067524268,0.22735423408542588,-1.3404644611884076,-2.3395518353709451E-2,4.4203341188406631E-2,7.714938441201188E-4,1.7757149223551295E-2,1.017409706693496,-0.97320636550508932,-0.4001237704707144,-22.925403330833213,-83.749206365505103,-1.4616993970102576,-0.19642289428348722,-11.254202842188162,-0.93348726828045048,0.35861054077969096,-1.2040173205259752,-68.985110926788437,null,{"$f":"IF(Z38<0,0,epw!O38*SIN(RADIANS(SolarPosition!Z38)))+epw!P38","v":0},0,0,-10.989473760995294,"-","-","-","-",0,0,0,0,null,null,null,null,null,null,null,null,null,null,null,null,1.4166666666670005,8.6952013929222645,{"$f":"(epw!G42+273.15)^4*(5.67/(10^8))-epw!M42","v":49.719599013326388}]
[43.462000000000003,0.75855499950177552,142.22399999999999,2.4822770753564147,2,0.29166666666666702,3.3152000000000008,2,-1.2962611200000009,-2.2624024509589336E-2,{"$f":"epw!A39-1968","v":37},13.026438067524268,0.22735423408542588,-1.3404644611884076,-2.3395518353709451E-2,4.4203341188406631E-2,7.714938441201188E-4,1.7757149223551295E-2,1.017409706693496,-0.97320636550508932,-0.4001237704707144,-22.925403330833213,-68.749206365504961,-1.1999000092111058,-2.5653483381360337E-2,-1.4698363275609436,-0.85866907277016558,0.51253041223719042,-1.0326672190780548,-59.167473294684108,null,{"$f":"IF(Z39<0,0,epw!O39*SIN(RADIANS(SolarPosition!Z39)))+epw!P39","v":0},5.5555555555555554,0.02,-1.2888036915250054,3,5.2335956242943828E-2,0.13746473821734803,7.7656259334677499E-2,0.01,0.02,2.7777777777777777,5.5555555555555554,null,null,null,null,null,null,null,null,null,null,null,null,1.4583333333336672,8.693053620967067,{"$f":"(epw!G43+273.15)^4*(5.67/(10^8))-epw!M43","v":54.252557620135349}]
[43.462000000000003,0.75855499950177552,142.22399999999999,2.4822770753564147,2,0.33333333333333398,3.3152000000000008,2,-1.2962611200000009,-2.2624024509589336E-2,{"$f":"epw!A40-1968","v":37},13.026438067524268,0.22735423408542588,-1.3404644611884076,-2.3395518353709451E-2,4.4203341188406631E-2,7.714938441201188E-4,1.7757149223551295E-2,1.017409706693496,-0.97320636550508932,-0.4001237704707144,-22.925403330833213,-53.749206365504861,-0.93810062141195449,0.12769545494476153,7.3164106313377948,-0.74883526065696804,0.66275617869380199,-0.84630291221743204,-48.489585059689453,null,{"$f":"IF(Z40<0,0,epw!O40*SIN(RADIANS(SolarPosition!Z40)))+epw!P40","v":0},61.111111111111107,0.22,7.3988773174578295,7.3988773174578295,0.12877616524548874,0.35444251278442035,0.34716331559189928,0.44,0.16,122.22222222222221,44.444444444444443,null,null,null,null,null,null,null,null,null,null,null,null,1.500000000000334,8.6909052640516311,{"$f":"(epw!G44+273.15)^4*(5.67/(10^8))-epw!M44","v":68.372198287984077}]
[43.462000000000003,0.75855499950177552,142.22399999999999,2.4822770753564147,2,0.375,3.3152000000000008,2,-1.2962611200000009,-2.2624024509589336E-2,{"$f":"epw!A41-1968","v":37},13.026438067524268,0.22735423408542588,-1.3404644611884076,-2.3395518353709451E-2,4.4203341188406631E-2,7.714938441201188E-4,1.7757149223551295E-2,1.017409706693496,-0.97320636550508932,-0.4001237704707144,-22.925403330833213,-38.749206365505103,-0.67630123361280936,0.2562028642028949,14.679342817989237,-0.59592505633826964,0.80304005331504491,-0.63841709997371532,-36.578605397475428,null,{"$f":"IF(Z41<0,0,epw!O41*SIN(RADIANS(SolarPosition!Z41)))+epw!P41","v":0},222.22222222222223,0.8,14.647236608842181,14.647236608842181,0.25286708517064832,0.74788235162617556,0.64290132308641579,2.41,0.19,669.44444444444446,52.777777777777779,null,null,null,null,null,null,null,null,null,null,null,null,1.5416666666670007,8.6887563232812024,{"$f":"(epw!G45+273.15)^4*(5.67/(10^8))-epw!M45","v":47.667009200044618}]
[43.462000000000003,0.75855499950177552,142.22399999999999,2.4822770753564147,2,0.41666666666666702,3.3152000000000008,2,-1.2962611200000009,-2.2624024509589336E-2,{"$f":"epw!A42-1968","v":37},13.026438067524268,0.22735423408542588,-1.3404644611884076,-2.3395518353709451E-2,4.4203341188406631E-2,7.714938441201188E-4,1.7757149223551295E-2,1.017409706693496,-0.97320636550508932,-0.4001237704707144,-22.925403330833213,-23.749206365504968,-0.41450184581365757,0.35110967258580311,20.117102385386701,-0.39502287650238743,0.91867128345223659,-0.40609275265205746,-23.267400817812963,null,{"$f":"IF(Z42<0,0,epw!O42*SIN(RADIANS(SolarPosition!Z42)))+epw!P42","v":109.19557840014835},305.55555555555554,1.1000000000000001,19.957571891881187,19.957571891881187,0.34132419766128075,1.0596892797924595,0.65489585564336905,2.4900000000000002,0.25,691.66666666666663,69.444444444444443,null,null,null,null,null,null,null,null,null,null,null,null,1.5833333333336674,8.6866067997613197,{"$f":"(epw!G46+273.15)^4*(5.67/(10^8))-epw!M46","v":56.789816788777671}]
[43.462000000000003,0.75855499950177552,142.22399999999999,2.4822770753564147,2,0.45833333333333398,3.3152000000000008,2,-1.2962611200000009,-2.2624024509589336E-2,{"$f":"epw!A43-1968","v":37},13.026438067524268,0.22735423408542588,-1.3404644611884076,-2.3395518353709451E-2,4.4203341188406631E-2,7.714938441201188E-4,1.7757149223551295E-2,1.017409706693496,-0.97320636550508932,-0.4001237704707144,-22.925403330833213,-8.7492063655048593,-0.15270245801450621,0.40364343232700539,23.127065100511867,-0.15233740883851435,0.98832854550921856,-0.1529328560405574,-8.762407200005736,null,{"$f":"IF(Z43<0,0,epw!O43*SIN(RADIANS(SolarPosition!Z43)))+epw!P43","v":395.54493400827675},347.22222222222223,1.25,22.837527059320372,22.837527059320372,0.38811929668343936,1.2352568739957792,0.65447251419536856,2.4900000000000002,0.28000000000000003,691.66666666666663,77.777777777777771,null,null,null,null,null,null,null,null,null,null,null,null,1.6250000000003342,8.6844566945978254,{"$f":"(epw!G47+273.15)^4*(5.67/(10^8))-epw!M47","v":61.215510194721446}]
[43.462000000000003,0.75855499950177552,142.22399999999999,2.4822770753564147,2,0.5,3.3152000000000008,2,-1.2962611200000009,-2.2624024509589336E-2,{"$f":"epw!A44-1968","v":37},13.026438067524268,0.22735423408542588,-1.3404644611884076,-2.3395518353709451E-2,4.4203341188406631E-2,7.714938441201188E-4,1.7757149223551295E-2,1.017409706693496,-0.97320636550508932,-0.4001237704707144,-22.925403330833213,6.2507936344949,0.109096929784639,0.40778414666715551,23.36431055637177,0.10923776213285365,0.9940156494362683,0.10945619077161539,6.2713777727923512,null,{"$f":"IF(Z44<0,0,epw!O44*SIN(RADIANS(SolarPosition!Z44)))+epw!P44","v":301.11404728973935},191.66666666666669,0.69000000000000017,22.958442746864694,22.958442746864694,0.3900633735713217,1.2427101962884848,0.3594682630402371,0.42,0.53,116.66666666666666,147.22222222222223,null,null,null,null,null,null,null,null,null,null,null,null,1.6666666666670009,8.6823060088968713,{"$f":"(epw!G48+273.15)^4*(5.67/(10^8))-epw!M48","v":72.497533805721503}]
[43.462000000000003,0.75855499950177552,142.22399999999999,2.4822770753564147,2,0.54166666666666696,3.3152000000000008,2,-1.2962611200000009,-2.2624024509589336E-2,{"$f":"epw!A45-1968","v":37},13.026438067524268,0.22735423408542588,-1.3404644611884076,-2.3395518353709451E-2,4.4203341188406631E-2,7.714938441201188E-4,1.7757149223551295E-2,1.017409706693496,-0.97320636550508932,-0.4001237704707144,-22.925403330833213,21.250793634495007,0.37089631758379027,0.36301508220195361,20.799232109766589,0.35709359216142744,0.934068609063193,0.36515447840011417,20.921810482627524,null,{"$f":"IF(Z45<0,0,epw!O45*SIN(RADIANS(SolarPosition!Z45)))+epw!P45","v":337.38797229091671},186.11111111111111,0.67,20.305393812321874,20.305393812321874,0.34702394269775783,1.0806799956808375,0.3923394671973664,0.56000000000000005,0.48,155.55555555555554,133.33333333333334,null,null,null,null,null,null,null,null,null,null,null,null,1.7083333333336677,8.6801547437648914,{"$f":"(epw!G49+273.15)^4*(5.67/(10^8))-epw!M49","v":72.760614339077165}]
[43.462000000000003,0.75855499950177552,142.22399999999999,2.4822770753564147,2,0.58333333333333404,3.3152000000000008,2,-1.2962611200000009,-2.2624024509589336E-2,{"$f":"epw!A46-1968","v":37},13.026438067524268,0.22735423408542588,-1.3404644611884076,-2.3395518353709451E-2,4.4203341188406631E-2,7.714938441201188E-4,1.7757149223551295E-2,1.017409706693496,-0.97320636550508932,-0.4001237704707144,-22.925403330833213,36.250793634495167,0.63269570538294251,0.27459106735345751,15.732909251345639,0.5658115070858114,0.82453461931521277,0.6014171217479829,34.458662803065017,null,{"$f":"IF(Z46<0,0,epw!O46*SIN(RADIANS(SolarPosition!Z46)))+epw!P46","v":242},141.66666666666666,0.51,15.184854025626308,15.184854025626308,0.26193407015075809,0.77863909240006302,0.39566243520316147,0.6,0.35,166.66666666666666,97.222222222222214,null,null,null,null,null,null,null,null,null,null,null,null,1.7500000000003344,8.678002900308627,{"$f":"(epw!G50+273.15)^4*(5.67/(10^8))-epw!M50","v":75.550314229104629}]
[43.462000000000003,0.75855499950177552,142.22399999999999,2.4822770753564147,2,0.625,3.3152000000000008,2,-1.2962611200000009,-2.2624024509589336E-2,{"$f":"epw!A47-1968","v":37},13.026438067524268,0.22735423408542588,-1.3404644611884076,-2.3395518353709451E-2,4.4203341188406631E-2,7.714938441201188E-4,1.7757149223551295E-2,1.017409706693496,-0.97320636550508932,-0.4001237704707144,-22.925403330833213,51.250793634494897,0.89449509318208731,0.15104703951340462,8.6543578720638656,0.72656417763005965,0.68709860703159276,0.81330815934826184,46.599124974208834,null,{"$f":"IF(Z47<0,0,epw!O47*SIN(RADIANS(SolarPosition!Z47)))+epw!P47","v":218},83.333333333333329,0.3,8.0821325376157969,8.0821325376157969,0.14059249012673802,0.38970569503055569,0.43361646701754836,0.84,0.18,233.33333333333331,50,null,null,null,null,null,null,null,null,null,null,null,null,1.7916666666670011,8.6758504796351179,{"$f":"(epw!G51+273.15)^4*(5.67/(10^8))-epw!M51","v":60.152946785817164}]
[43.462000000000003,0.75855499950177552,142.22399999999999,2.4822770753564147,2,0.66666666666666696,3.3152000000000008,2,-1.2962611200000009,-2.2624024509589336E-2,{"$f":"epw!A48-1968","v":37},13.026438067524268,0.22735423408542588,-1.3404644611884076,-2.3395518353709451E-2,4.4203341188406631E-2,7.714938441201188E-4,1.7757149223551295E-2,1.017409706693496,-0.97320636550508932,-0.4001237704707144,-22.925403330833213,66.250793634495011,1.1562944809812385,1.2785342807959228E-3,7.3254618252400483E-2,0.84301940464700176,0.53788315031111977,1.0028722679678197,57.460348345269011,null,{"$f":"IF(Z48<0,0,epw!O48*SIN(RADIANS(SolarPosition!Z48)))+epw!P48","v":113.82081878464571},11.111111111111111,0.04,-0.5002884221137629,3,5.2335956242943828E-2,0.13746473821734803,0.155312518669355,0.04,0.04,11.111111111111111,11.111111111111111,null,null,null,null,null,null,null,null,null,null,null,null,1.8333333333336679,8.6736974828516917,{"$f":"(epw!G52+273.15)^4*(5.67/(10^8))-epw!M52","v":74.218569183970374}]
[43.462000000000003,0.75855499950177552,142.22399999999999,2.4822770753564147,2,0.70833333333333404,3.3152000000000008,2,-1.2962611200000009,-2.2624024509589336E-2,{"$f":"epw!A49-1968","v":37},13.026438067524268,0.22735423408542588,-1.3404644611884076,-2.3395518353709451E-2,4.4203341188406631E-2,7.714938441201188E-4,1.7757149223551295E-2,1.017409706693496,-0.97320636550508932,-0.4001237704707144,-22.925403330833213,81.250793634495167,1.4180938687803908,-0.1670393804289724,-9.5706515110602819,0.92314447346776651,0.38445322356031858,1.1761808751433469,67.39020008971741,null,{"$f":"IF(Z49<0,0,epw!O49*SIN(RADIANS(SolarPosition!Z49)))+epw!P49","v":99},0,0,-10.128820419356806,"-","-","-","-",0,0,0,0,null,null,null,null,null,null,null,null,null,null,null,null,1.8750000000003346,8.6715439110659851,{"$f":"(epw!G53+273.15)^4*(5.67/(10^8))-epw!M53","v":60.797881455033973}]
[43.462000000000003,0.75855499950177552,142.22399999999999,2.4822770753564147,2,0.75,3.3152000000000008,2,-1.2962611200000009,-2.2624024509589336E-2,{"$f":"epw!A50-1968","v":37},13.026438067524268,0.22735423408542588,-1.3404644611884076,-2.3395518353709451E-2,4.4203341188406631E-2,7.714938441201188E-4,1.7757149223551295E-2,1.017409706693496,-0.97320636550508932,-0.4001237704707144,-22.925403330833213,96.250793634494897,1.6798932565795355,-0.34769916023516773,-19.921694421718051,0.97381085227982811,0.22735967976322199,1.3414308335672853,76.858325272121419,null,{"$f":"IF(Z50<0,0,epw!O50*SIN(RADIANS(SolarPosition!Z50)))+epw!P50","v":20},0,0,-20.451165376652057,"-","-","-","-",0,0,0,0,null,null,null,null,null,null,null,null,null,null,null,null,1.9166666666670014,8.6693897653859242,{"$f":"(epw!G54+273.15)^4*(5.67/(10^8))-epw!M54","v":69.077025505359245}]
[43.462000000000003,0.75855499950177552,142.22399999999999,2.4822770753564147,2,0.79166666666666696,3.3152000000000008,2,-1.2962611200000009,-2.2624024509589336E-2,{"$f":"epw!A51-1968","v":37},13.026438067524268,0.22735423408542588,-1.3404644611884076,-2.3395518353709451E-2,4.4203341188406631E-2,7.714938441201188E-4,1.7757149223551295E-2,1.017409706693496,-0.97320636550508932,-0.4001237704707144,-22.925403330833213,111.25079363449501,1.9416926443786868,-0.5354721418326438,-30.680293773841104,0.99809160425025611,6.1750704653065397E-2,1.5090063105372533,86.459692852392308,null,{"$f":"IF(Z51<0,0,epw!O51*SIN(RADIANS(SolarPosition!Z51)))+epw!P51","v":0},0,0,-31.167757668557449,"-","-","-","-",0,0,0,0,null,null,null,null,null,null,null,null,null,null,null,null,1.9583333333336681,8.6672350469197248,{"$f":"(epw!G55+273.15)^4*(5.67/(10^8))-epw!M55","v":73.360504000049957}]
[43.462000000000003,0.75855499950177552,142.22399999999999,2.4822770753564147,2,0.83333333333333404,3.3152000000000008,2,-1.2962611200000009,-2.2624024509589336E-2,{"$f":"epw!A52-1968","v":37},13.026438067524268,0.22735423408542588,-1.3404644611884076,-2.3395518353709451E-2,4.4203341188406631E-2,7.714938441201188E-4,1.7757149223551295E-2,1.017409706693496,-0.97320636550508932,-0.4001237704707144,-22.925403330833213,126.25079363449517,2.2034920321778393,-0.72514841305858668,-41.547943588866325,0.9924335406381255,-0.12278300947799764,1.6938899541380388,97.052745331718199,null,{"$f":"IF(Z52<0,0,epw!O52*SIN(RADIANS(SolarPosition!Z52)))+epw!P52","v":0},0,0,-41.97557306843521,"-","-","-","-",0,0,0,0,null,null,null,null,null,null,null,null,null,null,null,null,2.0000000000003348,8.6650797567759081,{"$f":"(epw!G56+273.15)^4*(5.67/(10^8))-epw!M56","v":61.947521954520994}]
[43.462000000000003,0.75855499950177552,142.22399999999999,2.4822770753564147,2,0.875,3.3152000000000008,2,-1.2962611200000009,-2.2624024509589336E-2,{"$f":"epw!A53-1968","v":37},13.026438067524268,0.22735423408542588,-1.3404644611884076,-2.3395518353709451E-2,4.4203341188406631E-2,7.714938441201188E-4,1.7757149223551295E-2,1.017409706693496,-0.97320636550508932,-0.4001237704707144,-22.925403330833213,141.2507936344949,2.465291419976984,-0.90967953400642587,-52.120798007995646,0.93888398733753342,-0.34423372629824478,1.9222188358879178,110.13502659692791,null,{"$f":"IF(Z53<0,0,epw!O53*SIN(RADIANS(SolarPosition!Z53)))+epw!P53","v":0},0,0,-52.457789236999645,"-","-","-","-",0,0,0,0,null,null,null,null,null,null,null,null,null,null,null,null,2.0416666666670014,8.6629238960632868,{"$f":"(epw!G57+273.15)^4*(5.67/(10^8))-epw!M57","v":64.048580968219369}]
[43.462000000000003,0.75855499950177552,142.22399999999999,2.4822770753564147,2,0.91666666666666696,3.3152000000000008,2,-1.2962611200000009,-2.2624024509589336E-2,{"$f":"epw!A54-1968","v":37},13.026438067524268,0.22735423408542588,-1.3404644611884076,-2.3395518353709451E-2,4.4203341188406631E-2,7.714938441201188E-4,1.7757149223551295E-2,1.017409706693496,-0.97320636550508932,-0.4001237704707144,-22.925403330833213,156.25079363449501,2.7270908077761353,-1.0755208439468749,-61.622805136504361,0.78044062192831876,-0.62522990622981256,2.246222410148988,128.69906394924078,null,{"$f":"IF(Z54<0,0,epw!O54*SIN(RADIANS(SolarPosition!Z54)))+epw!P54","v":0},0,0,-61.807069648909192,"-","-","-","-",0,0,0,0,null,null,null,null,null,null,null,null,null,null,null,null,2.0833333333336679,8.6607674658909541,{"$f":"(epw!G58+273.15)^4*(5.67/(10^8))-epw!M58","v":64.242691537877704}]
[43.462000000000003,0.75855499950177552,142.22399999999999,2.4822770753564147,2,0.95833333333333404,3.3152000000000008,2,-1.2962611200000009,-2.2624024509589336E-2,{"$f":"epw!A55-1968","v":37},13.026438067524268,0.22735423408542588,-1.3404644611884076,-2.3395518353709451E-2,4.4203341188406631E-2,7.714938441201188E-4,1.7757149223551295E-2,1.017409706693496,-0.97320636550508932,-0.4001237704707144,-22.925403330833213,171.25079363449518,2.9888901955752876,-1.1908091575914164,-68.228338935517101,0.3777075876613234,-0.92592493120288233,2.7542734191129186,157.80824254023716,null,{"$f":"IF(Z55<0,0,epw!O55*SIN(RADIANS(SolarPosition!Z55)))+epw!P55","v":0},0,0,-68.149300777792874,"-","-","-","-",0,0,0,0,null,null,null,null,null,null,null,null,null,null,null,null,2.1250000000003344,8.658610467368316,{"$f":"(epw!G59+273.15)^4*(5.67/(10^8))-epw!M59","v":56.782694413834463}]
[43.462000000000003,0.75855499950177552,142.22399999999999,2.4822770753564147,2,0,3.3152000000000008,2,-1.2962611200000009,-2.2624024509589336E-2,{"$f":"epw!A56-1968","v":37},13.026438067524268,0.22735423408542588,-1.3404644611884076,-2.3395518353709451E-2,4.4203341188406631E-2,7.714938441201188E-4,1.7757149223551295E-2,1.017409706693496,-0.97320636550508932,-0.4001237704707144,-22.925403330833213,-173.7492063655051,-3.032495723805154,-1.2012020009858895,-68.823804999160814,-0.27760283502400457,-0.96069592795360415,-2.8602946851775544,-163.88281362437436,null,{"$f":"IF(Z56<0,0,epw!O56*SIN(RADIANS(SolarPosition!Z56)))+epw!P56","v":0},0,0,-68.450553380015336,"-","-","-","-",0,0,0,0,null,null,null,null,null,null,null,null,null,null,null,null,2.1666666666670009,8.6564529016050642,{"$f":"(epw!G60+273.15)^4*(5.67/(10^8))-epw!M60","v":72.339530498533634}]
[43.462000000000003,0.75855499950177552,142.22399999999999,2.4822770753564147,3,4.1666666666666664E-2,3.3152000000000008,3,-0.31066112000000079,-5.4220594019332201E-3,{"$f":"epw!A57-1968","v":37},13.026485157302044,0.22735505595709213,-0.32125576897164088,-5.6069709095813713E-3,1.0594648971640086E-2,1.8491150764815084E-4,1.9194552215251591E-2,1.099766831577401,-1.0891721826057608,-0.39850130077802159,-22.832442665054025,-158.86517218260576,-2.7727203213341767,-1.0992792192292673,-62.984059768273383,-0.73157922717055701,-0.68175643331950353,-2.3209571630712205,-132.9810498746377,null,{"$f":"IF(Z57<0,0,epw!O57*SIN(RADIANS(SolarPosition!Z57)))+epw!P57","v":0},0,0,-62.496636913607396,"-","-","-","-",0,0,0,0,null,null,null,null,null,null,null,null,null,null,null,null,2.2083333333336674,8.6542947697111714,{"$f":"(epw!G61+273.15)^4*(5.67/(10^8))-epw!M61","v":63.703845163245603}]
[43.462000000000003,0.75855499950177552,142.22399999999999,2.4822770753564147,3,8.3333333333333329E-2,3.3152000000000008,3,-0.31066112000000079,-5.4220594019332201E-3,{"$f":"epw!A58-1968","v":37},13.026485157302044,0.22735505595709213,-0.32125576897164088,-5.6069709095813713E-3,1.0594648971640086E-2,1.8491150764815084E-4,1.9194552215251591E-2,1.099766831577401,-1.0891721826057608,-0.39850130077802159,-22.832442665054025,-143.86517218260576,-2.5109209335350271,-0.93937895673189376,-53.822449584139889,-0.92070357996615459,-0.39026262674961115,-1.9717131479714511,-112.97084178921773,null,{"$f":"IF(Z58<0,0,epw!O58*SIN(RADIANS(SolarPosition!Z58)))+epw!P58","v":0},0,0,-53.335610729671991,"-","-","-","-",0,0,0,0,null,null,null,null,null,null,null,null,null,null,null,null,2.250000000000334,8.6521360727969121,{"$f":"(epw!G62+273.15)^4*(5.67/(10^8))-epw!M62","v":60.590447556833681}]
[43.462000000000003,0.75855499950177552,142.22399999999999,2.4822770753564147,3,0.125,3.3152000000000008,3,-0.31066112000000079,-5.4220594019332201E-3,{"$f":"epw!A59-1968","v":37},13.026485157302044,0.22735505595709213,-0.32125576897164088,-5.6069709095813713E-3,1.0594648971640086E-2,1.8491150764815084E-4,1.9194552215251591E-2,1.099766831577401,-1.0891721826057608,-0.39850130077802159,-22.832442665054025,-128.86517218260576,-2.249121545735878,-0.75691845162483806,-43.368232713680392,-0.98715046892568825,-0.15979346576063078,-1.7312777535498847,-99.194908443298672,null,{"$f":"IF(Z59<0,0,epw!O59*SIN(RADIANS(SolarPosition!Z59)))+epw!P59","v":0},0,0,-42.92021878143774,"-","-","-","-",0,0,0,0,null,null,null,null,null,null,null,null,null,null,null,null,2.2916666666670005,8.6499768119728522,{"$f":"(epw!G63+273.15)^4*(5.67/(10^8))-epw!M63","v":70.624189614621883}]
[43.462000000000003,0.75855499950177552,142.22399999999999,2.4822770753564147,3,0.16666666666666699,3.3152000000000008,3,-0.31066112000000079,-5.4220594019332201E-3,{"$f":"epw!A60-1968","v":37},13.026485157302044,0.22735505595709213,-0.32125576897164088,-5.6069709095813713E-3,1.0594648971640086E-2,1.8491150764815084E-4,1.9194552215251591E-2,1.099766831577401,-1.0891721826057608,-0.39850130077802159,-22.832442665054025,-113.86517218260565,-1.9873221579367264,-0.56755411519651533,-32.518455446042069,-0.99955500514529194,2.9829376275667292E-2,-1.5409625250918484,-88.290649075585122,null,{"$f":"IF(Z60<0,0,epw!O60*SIN(RADIANS(SolarPosition!Z60)))+epw!P60","v":0},0,0,-32.122980456968342,"-","-","-","-",0,0,0,0,null,null,null,null,null,null,null,null,null,null,null,null,2.333333333333667,8.6478169883498417,{"$f":"(epw!G64+273.15)^4*(5.67/(10^8))-epw!M64","v":56.306406744080874}]
[43.462000000000003,0.75855499950177552,142.22399999999999,2.4822770753564147,3,0.20833333333333401,3.3152000000000008,3,-0.31066112000000079,-5.4220594019332201E-3,{"$f":"epw!A61-1968","v":37},13.026485157302044,0.22735505595709213,-0.32125576897164088,-5.6069709095813713E-3,1.0594648971640086E-2,1.8491150764815084E-4,1.9194552215251591E-2,1.099766831577401,-1.0891721826057608,-0.39850130077802159,-22.832442665054025,-98.865172182605548,-1.7255227701375755,-0.37902359198986718,-21.716452156907906,-0.98020186494662942,0.19800076756202203,-1.37147844072636,-78.579926346803475,null,{"$f":"IF(Z61<0,0,epw!O61*SIN(RADIANS(SolarPosition!Z61)))+epw!P61","v":0},0,0,-21.382622411342851,"-","-","-","-",0,0,0,0,null,null,null,null,null,null,null,null,null,null,null,null,2.3750000000003335,8.6456566030390256,{"$f":"(epw!G65+273.15)^4*(5.67/(10^8))-epw!M65","v":60.05398964196425}]
[43.462000000000003,0.75855499950177552,142.22399999999999,2.4822770753564147,3,0.25,3.3152000000000008,3,-0.31066112000000079,-5.4220594019332201E-3,{"$f":"epw!A62-1968","v":37},13.026485157302044,0.22735505595709213,-0.32125576897164088,-5.6069709095813713E-3,1.0594648971640086E-2,1.8491150764815084E-4,1.9194552215251591E-2,1.099766831577401,-1.0891721826057608,-0.39850130077802159,-22.832442665054025,-83.865172182605775,-1.4637233823384299,-0.1966961109614305,-11.269857004726896,-0.93438261209588303,0.35627115265324899,-1.2065221919068299,-69.128629485134525,null,{"$f":"IF(Z62<0,0,epw!O62*SIN(RADIANS(SolarPosition!Z62)))+epw!P62","v":0},0,0,-11.007538280684932,"-","-","-","-",0,0,0,0,null,null,null,null,null,null,null,null,null,null,null,null,2.416666666667,8.6434956571518349,{"$f":"(epw!G66+273.15)^4*(5.67/(10^8))-epw!M66","v":49.306714598321463}]
[43.462000000000003,0.75855499950177552,142.22399999999999,2.4822770753564147,3,0.29166666666666702,3.3152000000000008,3,-0.31066112000000079,-5.4220594019332201E-3,{"$f":"epw!A63-1968","v":37},13.026485157302044,0.22735505595709213,-0.32125576897164088,-5.6069709095813713E-3,1.0594648971640086E-2,1.8491150764815084E-4,1.9194552215251591E-2,1.099766831577401,-1.0891721826057608,-0.39850130077802159,-22.832442665054025,-68.865172182605633,-1.2019239945392779,-2.5721696507572209E-2,-1.473744651800277,-0.85993324883581501,0.51040651205355936,-1.0351388776760566,-59.309088900746829,null,{"$f":"IF(Z63<0,0,epw!O63*SIN(RADIANS(SolarPosition!Z63)))+epw!P63","v":0},2.7777777777777777,0.01,-1.2952227953985254,3,5.2335956242943828E-2,0.13746473821734803,3.882812966733875E-2,0,0.01,0,2.7777777777777777,null,null,null,null,null,null,null,null,null,null,null,null,2.4583333333336665,8.6413341517999882,{"$f":"(epw!G67+273.15)^4*(5.67/(10^8))-epw!M67","v":50.178209598701329}]
[43.462000000000003,0.75855499950177552,142.22399999999999,2.4822770753564147,3,0.33333333333333398,3.3152000000000008,3,-0.31066112000000079,-5.4220594019332201E-3,{"$f":"epw!A64-1968","v":37},13.026485157302044,0.22735505595709213,-0.32125576897164088,-5.6069709095813713E-3,1.0594648971640086E-2,1.8491150764815084E-4,1.9194552215251591E-2,1.099766831577401,-1.0891721826057608,-0.39850130077802159,-22.832442665054025,-53.865172182605527,-0.94012460674012666,0.12790344636505674,7.3283276618956421,-0.75047875252126228,0.66089457708028598,-0.84878618208685608,-48.631865942599454,null,{"$f":"IF(Z64<0,0,epw!O64*SIN(RADIANS(SolarPosition!Z64)))+epw!P64","v":0},44.444444444444443,0.16,7.4081366925074033,7.4081366925074033,0.12893642455731996,0.35491768043615529,0.25216859266784419,0.17,0.14000000000000001,47.222222222222221,38.888888888888886,null,null,null,null,null,null,null,null,null,null,null,null,2.5000000000003331,8.6391720880954921,{"$f":"(epw!G68+273.15)^4*(5.67/(10^8))-epw!M68","v":61.334447784870719}]
[43.462000000000003,0.75855499950177552,142.22399999999999,2.4822770753564147,3,0.375,3.3152000000000008,3,-0.31066112000000079,-5.4220594019332201E-3,{"$f":"epw!A65-1968","v":37},13.026485157302044,0.22735505595709213,-0.32125576897164088,-5.6069709095813713E-3,1.0594648971640086E-2,1.8491150764815084E-4,1.9194552215251591E-2,1.099766831577401,-1.0891721826057608,-0.39850130077802159,-22.832442665054025,-38.865172182605768,-0.67832521894098152,0.25675781325695907,14.711139056631891,-0.59792288701223439,0.80155362963868781,-0.64090723771119373,-36.721279780239193,null,{"$f":"IF(Z65<0,0,epw!O65*SIN(RADIANS(SolarPosition!Z65)))+epw!P65","v":0},97.222222222222229,0.35000000000000003,14.676182323130773,14.676182323130773,0.25335583248275839,0.74953326722760105,0.28072673376928015,0.21,0.3,58.333333333333329,83.333333333333329,null,null,null,null,null,null,null,null,null,null,null,null,2.5416666666669996,8.6370094671506479,{"$f":"(epw!G69+273.15)^4*(5.67/(10^8))-epw!M69","v":61.089054160697032}]
[43.462000000000003,0.75855499950177552,142.22399999999999,2.4822770753564147,3,0.41666666666666702,3.3152000000000008,3,-0.31066112000000079,-5.4220594019332201E-3,{"$f":"epw!A66-1968","v":37},13.026485157302044,0.22735505595709213,-0.32125576897164088,-5.6069709095813713E-3,1.0594648971640086E-2,1.8491150764815084E-4,1.9194552215251591E-2,1.099766831577401,-1.0891721826057608,-0.39850130077802159,-22.832442665054025,-23.86517218260564,-0.41652583114182978,0.35206915631118213,20.172076753362408,-0.39725076896903616,0.91771009940694737,-0.40851914555105528,-23.406422890366052,null,{"$f":"IF(Z66<0,0,epw!O66*SIN(RADIANS(SolarPosition!Z66)))+epw!P66","v":140.10777616911682},288.88888888888886,1.04,20.00945879040194,20.00945879040194,0.34217526973360224,1.0628166322359387,0.61763422842368509,2.17,0.3,602.77777777777771,83.333333333333329,null,null,null,null,null,null,null,null,null,null,null,null,2.5833333333336661,8.6348462900780305,{"$f":"(epw!G70+273.15)^4*(5.67/(10^8))-epw!M70","v":62.945129931888147}]
[43.462000000000003,0.75855499950177552,142.22399999999999,2.4822770753564147,3,0.45833333333333398,3.3152000000000008,3,-0.31066112000000079,-5.4220594019332201E-3,{"$f":"epw!A67-1968","v":37},13.026485157302044,0.22735505595709213,-0.32125576897164088,-5.6069709095813713E-3,1.0594648971640086E-2,1.8491150764815084E-4,1.9194552215251591E-2,1.099766831577401,-1.0891721826057608,-0.39850130077802159,-22.832442665054025,-8.8651721826055319,-0.15472644334267849,0.40502859447213724,23.206429045369212,-0.15453780185775534,0.98798687632831084,-0.15515961811073353,-8.8899912686066429,null,{"$f":"IF(Z67<0,0,epw!O67*SIN(RADIANS(SolarPosition!Z67)))+epw!P67","v":332.89456497383065},375,1.35,22.913552867735302,22.913552867735302,0.38934183844226644,1.2399424440558331,0.70461085291628722,2.84,0.24,788.88888888888891,66.666666666666671,null,null,null,null,null,null,null,null,null,null,null,null,2.6250000000003326,8.6326825579905098,{"$f":"(epw!G71+273.15)^4*(5.67/(10^8))-epw!M71","v":66.906137646429272}]
[43.462000000000003,0.75855499950177552,142.22399999999999,2.4822770753564147,3,0.5,3.3152000000000008,3,-0.31066112000000079,-5.4220594019332201E-3,{"$f":"epw!A68-1968","v":37},13.026485157302044,0.22735505595709213,-0.32125576897164088,-5.6069709095813713E-3,1.0594648971640086E-2,1.8491150764815084E-4,1.9194552215251591E-2,1.099766831577401,-1.0891721826057608,-0.39850130077802159,-22.832442665054025,6.1348278173942283,0.10707294445646673,0.40955980976361395,23.466048557635965,0.10737495648318005,0.99421859705008275,0.10758236216424333,6.164015302059056,null,{"$f":"IF(Z68<0,0,epw!O68*SIN(RADIANS(SolarPosition!Z68)))+epw!P68","v":369.25598072843974},269.44444444444446,0.97000000000000008,23.056659196059449,23.056659196059449,0.39164121489769593,1.2487687851630305,0.50330353431319386,1.1399999999999999,0.52,316.66666666666669,144.44444444444443,null,null,null,null,null,null,null,null,null,null,null,null,2.6666666666669991,8.6305182720012432,{"$f":"(epw!G72+273.15)^4*(5.67/(10^8))-epw!M72","v":75.103389466596468}]
[43.462000000000003,0.75855499950177552,142.22399999999999,2.4822770753564147,3,0.54166666666666696,3.3152000000000008,3,-0.31066112000000079,-5.4220594019332201E-3,{"$f":"epw!A69-1968","v":37},13.026485157302044,0.22735505595709213,-0.32125576897164088,-5.6069709095813713E-3,1.0594648971640086E-2,1.8491150764815084E-4,1.9194552215251591E-2,1.099766831577401,-1.0891721826057608,-0.39850130077802159,-22.832442665054025,21.134827817394335,0.368872332255618,0.36509589210165427,20.918453734988475,0.3557596404331157,0.93457748648193983,0.36372675861422232,20.840008164568602,null,{"$f":"IF(Z69<0,0,epw!O69*SIN(RADIANS(SolarPosition!Z69)))+epw!P69","v":356.56434528436426},175,0.63,20.421069984847239,20.421069984847239,0.34891670039435246,1.0876746807067992,0.36691496697353021,0.45,0.47,125,130.55555555555554,null,null,null,null,null,null,null,null,null,null,null,null,2.7083333333336657,8.6283534332236602,{"$f":"(epw!G73+273.15)^4*(5.67/(10^8))-epw!M73","v":65.906137646429272}]
[43.462000000000003,0.75855499950177552,142.22399999999999,2.4822770753564147,3,0.58333333333333404,3.3152000000000008,3,-0.31066112000000079,-5.4220594019332201E-3,{"$f":"epw!A70-1968","v":37},13.026485157302044,0.22735505595709213,-0.32125576897164088,-5.6069709095813713E-3,1.0594648971640086E-2,1.8491150764815084E-4,1.9194552215251591E-2,1.099766831577401,-1.0891721826057608,-0.39850130077802159,-22.832442665054025,36.134827817394502,0.63067172005477035,0.27687431147262886,15.863729502972221,0.56499987851158895,0.82509098727467001,0.6004331063380749,34.402282873101456,null,{"$f":"IF(Z70<0,0,epw!O70*SIN(RADIANS(SolarPosition!Z70)))+epw!P70","v":318.91935625952414},100,0.36,15.312287481222363,15.312287481222363,0.26407989999004,0.7859582775666385,0.27702169923688236,0.21,0.3,58.333333333333329,83.333333333333329,null,null,null,null,null,null,null,null,null,null,null,null,2.7500000000003322,{"$f":"$BE$2+(1/2)*$BF$2*EXP(-1*BE$4*(PI()/(365*$BI$2))^0.5)*COS(2*PI()/365*($BD70-$BH$2-BE$4/2*(365/(PI()*$BI$2))^0.5))","v":8.6261880427714903},{"$f":"(epw!G74+273.15)^4*(5.67/(10^8))-epw!M74","v":72.128625645815248}]
[43.462000000000003,0.75855499950177552,142.22399999999999,2.4822770753564147,3,0.625,3.3152000000000008,3,-0.31066112000000079,-5.4220594019332201E-3,{"$f":"epw!A71-1968","v":37},13.026485157302044,0.22735505595709213,-0.32125576897164088,-5.6069709095813713E-3,1.0594648971640086E-2,1.8491150764815084E-4,1.9194552215251591E-2,1.099766831577401,-1.0891721826057608,-0.39850130077802159,-22.832442665054025,51.134827817394232,0.89247110785391504,0.1534446840950511,8.7917327873646176,0.72614636956586631,0.68754014425800059,0.81270027884011287,46.564295986643629,null,{"$f":"IF(Z71<0,0,epw!O71*SIN(RADIANS(SolarPosition!Z71)))+epw!P71","v":268},38.888888888888886,0.14000000000000001,8.216403818828633,8.216403818828633,0.14291230143287131,0.39668292589440957,0.19906965214660646,0.08,0.13,22.222222222222221,36.111111111111107,null,null,null,null,null,null,null,null,null,null,null,null,{"$f":"BD70+1/24","v":2.7916666666669987},8.624022101758742,{"$f":"(epw!G75+273.15)^4*(5.67/(10^8))-epw!M75","v":60.590447556833681}]
[43.462000000000003,0.75855499950177552,142.22399999999999,2.4822770753564147,3,0.66666666666666696,3.3152000000000008,3,-0.31066112000000079,-5.4220594019332201E-3,{"$f":"epw!A72-1968","v":37},13.026485157302044,0.22735505595709213,-0.32125576897164088,-5.6069709095813713E-3,1.0594648971640086E-2,1.8491150764815084E-4,1.9194552215251591E-2,1.099766831577401,-1.0891721826057608,-0.39850130077802159,-22.832442665054025,66.134827817394338,1.1542704956530663,3.7299352016650837E-3,0.2137095449126869,0.84284896860724901,0.53815017989191161,1.0025554821703102,57.44219785606203,null,{"$f":"IF(Z72<0,0,epw!O72*SIN(RADIANS(SolarPosition!Z72)))+epw!P72","v":205},5.5555555555555554,0.02,-0.36261157687358903,3,5.2335956242943828E-2,0.13746473821734803,7.7656259334677499E-2,0.01,0.02,2.7777777777777777,5.5555555555555554,null,null,null,null,null,null,null,null,null,null,null,null,2.8333333333336652,8.6218556112996971,{"$f":"(epw!G76+273.15)^4*(5.67/(10^8))-epw!M76","v":69.089054160697032}]
[43.462000000000003,0.75855499950177552,142.22399999999999,2.4822770753564147,3,0.70833333333333404,3.3152000000000008,3,-0.31066112000000079,-5.4220594019332201E-3,{"$f":"epw!A73-1968","v":37},13.026485157302044,0.22735505595709213,-0.32125576897164088,-5.6069709095813713E-3,1.0594648971640086E-2,1.8491150764815084E-4,1.9194552215251591E-2,1.099766831577401,-1.0891721826057608,-0.39850130077802159,-22.832442665054025,81.134827817394495,1.4160698834522185,-0.16456961907137943,-9.4291446088657036,0.92310549296153965,0.38454680971792327,1.1760794954177125,67.384391459310365,null,{"$f":"IF(Z73<0,0,epw!O73*SIN(RADIANS(SolarPosition!Z73)))+epw!P73","v":122},0,0,-9.9897877938511979,"-",{"$f":"IF(AJ73=\"-\",\"-\", SIN(PI()*AJ73/180))","v":"-"},"-","-",0,0,0,0,null,null,null,null,null,null,null,null,null,null,null,null,2.8750000000003317,8.6196885725089345,{"$f":"(epw!G77+273.15)^4*(5.67/(10^8))-epw!M77","v":53.391015769940225}]
[43.462000000000003,{"$f":"A74/180*PI()","v":0.75855499950177552},142.22399999999999,{"$f":"C74/180*PI()","v":2.4822770753564147},3,0.75,{"$f":"3.71+0.2596*K74-INT((K74+3)/4)","v":3.3152000000000008},3,-0.31066112000000079,{"$f":"I74/180*PI()","v":-5.4220594019332201E-3},{"$f":"epw!A74-1968","v":37},{"$f":"12.3901+0.0172*(K74+I74/360)","v":13.026485157302044},{"$f":"L74/180*PI()","v":0.22735505595709213},{"$f":"I74+1.914*SIN(J74)+0.02*SIN(2*J74)","v":-0.32125576897164088},{"$f":"N74/180*PI()","v":-5.6069709095813713E-3},{"$f":"I74-N74","v":1.0594648971640086E-2},{"$f":"P74/180*PI()","v":1.8491150764815084E-4},{"$f":"ATAN((0.043*SIN(2*(O74+M74)))/(1-0.043*COS(2*(O74+M74))))","v":1.9194552215251591E-2},{"$f":"R74/PI()*180","v":1.099766831577401},{"$f":"P74-S74","v":-1.0891721826057608},{"$f":"ASIN(COS(O74+M74)*SIN(-23.4393*PI()/180))","v":-0.39850130077802159},{"$f":"U74/PI()*180","v":-22.832442665054025},{"$f":"(F74*24-12)/12*180+(C74-135)+T74","v":96.134827817394225},{"$f":"W74/180*PI()","v":1.6778692712513634},{"$f":"ASIN(SIN(B74)*SIN(U74)+COS(B74)*COS(U74)*COS(X74))","v":-0.34522785386039123},{"$f":"Y74/PI()*180","v":-19.78009899655958},{"$f":"COS(U74)*SIN(X74)/COS(Y74)","v":0.97382260339117765},{"$f":"(SIN(Y74)*SIN(B74)-SIN(U74))/(COS(Y74)*COS(B74))","v":0.22730934236064557},{"$f":"IF(AA74>0,PI()/2-ATAN(AB74/AA74),-PI()/2-ATAN(AB74/AA74))","v":1.3414825244051263},{"$f":"AC74/PI()*180","v":76.861286938969187},null,{"$f":"IF(Z74<0,0,epw!O74*SIN(RADIANS(SolarPosition!Z74)))+epw!P74","v":36},0,{"$f":"AG74*3.6/1000","v":0},-20.311805033903379,{"$f":"IF(AH74<=0,\"-\",IF(AI74<3,3,AI74))","v":"-"},"-",{"$f":"IF(AK74=\"-\",\"-\", (0.5163+0.333*AK74+0.00803*AK74*AK74)*(4.921)*AK74)","v":"-"},{"$f":"IF(AK74=\"-\",\"-\", AH74/(4.921)/AK74)","v":"-"},0,0,{"$f":"AN74*1000/3.6","v":0},{"$f":"AO74*1000/3.6","v":0},null,null,null,null,null,null,null,null,null,null,null,null,2.9166666666669983,8.6175209865013063,{"$f":"(epw!G78+273.15)^4*(5.67/(10^8))-epw!M78","v":65.241448449083407}]
[{"$f":"A74","v":43.462000000000003},0.75855499950177552,{"$f":"C74","v":142.22399999999999},2.4822770753564147,3,0.79166666666666696,3.3152000000000008,3,{"$f":"0.9856*(H75-G75)","v":-0.31066112000000079},-5.4220594019332201E-3,{"$f":"epw!A75-1968","v":37},13.026485157302044,0.22735505595709213,-0.32125576897164088,-5.6069709095813713E-3,1.0594648971640086E-2,1.8491150764815084E-4,1.9194552215251591E-2,1.099766831577401,-1.0891721826057608,-0.39850130077802159,-22.832442665054025,111.13482781739434,1.9396686590505146,-0.53300345220221323,-30.538848277089723,0.9981004659895566,6.1607303068954761E-2,1.5091499856735309,86.467924831321966,null,{"$f":"IF(Z75<0,0,epw!O75*SIN(RADIANS(SolarPosition!Z75)))+epw!P75","v":0},0,0,-31.028410984231684,"-","-","-","-",0,0,0,0,null,null,null,null,null,null,null,null,null,null,null,null,2.9583333333336648,8.6153528543919453,{"$f":"(epw!G79+273.15)^4*(5.67/(10^8))-epw!M79","v":73.859154759519527}]
[43.462000000000003,0.75855499950177552,142.22399999999999,2.4822770753564147,3,0.83333333333333404,3.3152000000000008,3,-0.31066112000000079,-5.4220594019332201E-3,{"$f":"epw!A76-1968","v":37},13.026485157302044,0.22735505595709213,-0.32125576897164088,-5.6069709095813713E-3,1.0594648971640086E-2,1.8491150764815084E-4,1.9194552215251591E-2,1.099766831577401,-1.0891721826057608,-0.39850130077802159,-22.832442665054025,126.13482781739449,2.201468046849667,-0.72267889726760648,-41.406450756602247,0.99241617879541022,-0.12292326087895822,1.6940312760722427,97.060842482100711,null,{"$f":"IF(Z76<0,0,epw!O76*SIN(RADIANS(SolarPosition!Z76)))+epw!P76","v":0},0,0,-41.83620898331791,"-","-","-","-",0,0,0,0,null,null,null,null,null,null,null,null,null,null,null,null,3.0000000000003313,8.6131841772962741,{"$f":"(epw!G80+273.15)^4*(5.67/(10^8))-epw!M80","v":64.859154759519527}]
[43.462000000000003,0.75855499950177552,142.22399999999999,2.4822770753564147,3,0.875,3.3152000000000008,3,-0.31066112000000079,-5.4220594019332201E-3,{"$f":"epw!A77-1968","v":37},13.026485157302044,0.22735505595709213,-0.32125576897164088,-5.6069709095813713E-3,1.0594648971640086E-2,1.8491150764815084E-4,1.9194552215251591E-2,1.099766831577401,-1.0891721826057608,-0.39850130077802159,-22.832442665054025,141.13482781739424,2.4632674346488117,-0.90720835738280137,-51.979210017030574,0.93891466883906705,-0.34415003216449708,1.9221296951981885,110.12991921162353,null,{"$f":"IF(Z77<0,0,epw!O77*SIN(RADIANS(SolarPosition!Z77)))+epw!P77","v":0},0,0,-52.318679528037137,"-","-","-","-",0,0,0,0,null,null,null,null,null,null,null,null,null,null,null,null,3.0416666666669978,8.6110149563299903,{"$f":"(epw!G81+273.15)^4*(5.67/(10^8))-epw!M81","v":67.859154759519527}]
[43.462000000000003,0.75855499950177552,142.22399999999999,2.4822770753564147,3,0.91666666666666696,3.3152000000000008,3,-0.31066112000000079,-5.4220594019332201E-3,{"$f":"epw!A78-1968","v":37},13.026485157302044,0.22735505595709213,-0.32125576897164088,-5.6069709095813713E-3,1.0594648971640086E-2,1.8491150764815084E-4,1.9194552215251591E-2,1.099766831577401,-1.0891721826057608,-0.39850130077802159,-22.832442665054025,156.13482781739435,2.7250668224479631,-1.0730946088682771,-61.48379210639412,0.78106021437952688,-0.62445571621485407,2.2452308129195528,128.6422496130173,null,{"$f":"IF(Z78<0,0,epw!O78*SIN(RADIANS(SolarPosition!Z78)))+epw!P78","v":0},0,0,-61.671605478506514,"-","-","-","-",0,0,0,0,null,null,null,null,null,null,null,null,null,null,null,null,3.0833333333336643,8.608845192609067,{"$f":"(epw!G82+273.15)^4*(5.67/(10^8))-epw!M82","v":59.477308197021472}]
[43.462000000000003,0.75855499950177552,142.22399999999999,2.4822770753564147,3,0.95833333333333404,3.3152000000000008,3,-0.31066112000000079,-5.4220594019332201E-3,{"$f":"epw!A79-1968","v":37},13.026485157302044,0.22735505595709213,-0.32125576897164088,-5.6069709095813713E-3,1.0594648971640086E-2,1.8491150764815084E-4,1.9194552215251591E-2,1.099766831577401,-1.0891721826057608,-0.39850130077802159,-22.832442665054025,171.13482781739452,2.9868662102471157,-1.188703576838666,-68.107698044960514,0.38092886060882647,-0.92460434952214088,2.7507919614268155,157.60876970827007,null,{"$f":"IF(Z79<0,0,epw!O79*SIN(RADIANS(SolarPosition!Z79)))+epw!P79","v":0},0,0,-68.034441014004486,"-","-","-","-",0,0,0,0,null,null,null,null,null,null,null,null,null,null,null,null,3.1250000000003308,8.6066748872497598,{"$f":"(epw!G83+273.15)^4*(5.67/(10^8))-epw!M83","v":67.574770088221356}]
[43.462000000000003,0.75855499950177552,142.22399999999999,2.4822770753564147,3,0,3.3152000000000008,3,-0.31066112000000079,-5.4220594019332201E-3,{"$f":"epw!A80-1968","v":37},13.026485157302044,0.22735505595709213,-0.32125576897164088,-5.6069709095813713E-3,1.0594648971640086E-2,1.8491150764815084E-4,1.9194552215251591E-2,1.099766831577401,-1.0891721826057608,-0.39850130077802159,-22.832442665054025,-173.86517218260576,-3.0345197091333262,-1.2000215623799633,-68.756170849066933,-0.27183108715328957,-0.96234497975365341,-2.8662973973576968,-164.22674369792833,null,{"$f":"IF(Z80<0,0,epw!O80*SIN(RADIANS(SolarPosition!Z80)))+epw!P80","v":0},0,0,-68.389380988861134,"-","-","-","-",0,0,0,0,null,null,null,null,null,null,null,null,null,null,null,null,3.1666666666669974,8.6045040413686085,{"$f":"(epw!G84+273.15)^4*(5.67/(10^8))-epw!M84","v":69.178209598701329}]
[43.462000000000003,0.75855499950177552,142.22399999999999,2.4822770753564147,4,4.1666666666666664E-2,3.3152000000000008,4,0.67493887999999924,1.1779905705722892E-2,{"$f":"epw!A81-1968","v":37},13.026532247079823,0.22735587782875841,0.69795625070892975,1.218163460974583E-2,-2.3017370708930507E-2,-4.0172890402293866E-4,2.0604667902356162E-2,1.180560509073683,-1.2035778797826135,-0.39674679151026415,-22.731916688894938,-158.97957787978262,-2.7747170774329524,-1.0989006246002642,-62.96236789388518,-0.72779504857964594,-0.68579469760486744,-2.32649138968543,-133.2981377025009,null,{"$f":"IF(Z81<0,0,epw!O81*SIN(RADIANS(SolarPosition!Z81)))+epw!P81","v":0},0,0,-62.479492081023338,"-","-","-","-",0,0,0,0,null,null,null,null,null,null,null,null,null,null,null,null,3.2083333333336639,8.6023326560824227,{"$f":"(epw!G85+273.15)^4*(5.67/(10^8))-epw!M85","v":58.07544265795886}]
[43.462000000000003,0.75855499950177552,142.22399999999999,2.4822770753564147,4,8.3333333333333329E-2,3.3152000000000008,4,0.67493887999999924,1.1779905705722892E-2,{"$f":"epw!A82-1968","v":37},13.026532247079823,0.22735587782875841,0.69795625070892975,1.218163460974583E-2,-2.3017370708930507E-2,-4.0172890402293866E-4,2.0604667902356162E-2,1.180560509073683,-1.2035778797826135,-0.39674679151026415,-22.731916688894938,-143.97957787978262,-2.5129176896338032,-0.93950215276886329,-53.829508197110982,-0.91901553342355746,-0.39422132023295381,-1.9760167259956036,-113.21741864680692,null,{"$f":"IF(Z82<0,0,epw!O82*SIN(RADIANS(SolarPosition!Z82)))+epw!P82","v":0},0,0,-53.345892855254945,"-","-","-","-",0,0,0,0,null,null,null,null,null,null,null,null,null,null,null,null,3.2500000000003304,8.6001607325082929,{"$f":"(epw!G86+273.15)^4*(5.67/(10^8))-epw!M86","v":65.025686368176622}]
[43.462000000000003,0.75855499950177552,142.22399999999999,2.4822770753564147,4,0.125,3.3152000000000008,4,0.67493887999999924,1.1779905705722892E-2,{"$f":"epw!A83-1968","v":37},13.026532247079823,0.22735587782875841,0.69795625070892975,1.218163460974583E-2,-2.3017370708930507E-2,-4.0172890402293866E-4,2.0604667902356162E-2,1.180560509073683,-1.2035778797826135,-0.39674679151026415,-22.731916688894938,-128.97957787978262,-2.2511183018346537,-0.75724407973961227,-43.386889830347755,-0.9865900331050117,-0.16321797259447762,-1.7347478180229159,-99.39372849224165,null,{"$f":"IF(Z83<0,0,epw!O83*SIN(RADIANS(SolarPosition!Z83)))+epw!P83","v":0},0,0,-42.941524948714694,"-","-","-","-",0,0,0,0,null,null,null,null,null,null,null,null,null,null,null,null,3.2916666666669969,8.597988271763592,{"$f":"(epw!G87+273.15)^4*(5.67/(10^8))-epw!M87","v":65.113443073543181}]
[43.462000000000003,0.75855499950177552,142.22399999999999,2.4822770753564147,4,0.16666666666666699,3.3152000000000008,4,0.67493887999999924,1.1779905705722892E-2,{"$f":"epw!A84-1968","v":37},13.026532247079823,0.22735587782875841,0.69795625070892975,1.218163460974583E-2,-2.3017370708930507E-2,-4.0172890402293866E-4,2.0604667902356162E-2,1.180560509073683,-1.2035778797826135,-0.39674679151026415,-22.731916688894938,-113.9795778797825,-1.9893189140355023,-0.56792023941313374,-32.539432818431834,-0.99963959008292191,2.6845668902967385E-2,-1.5439474322784728,-88.461671659616968,null,{"$f":"IF(Z84<0,0,epw!O84*SIN(RADIANS(SolarPosition!Z84)))+epw!P84","v":0},0,0,-32.146383979289467,"-","-","-","-",0,0,0,0,null,null,null,null,null,null,null,null,null,null,null,null,3.3333333333336634,8.5958152749659575,{"$f":"(epw!G88+273.15)^4*(5.67/(10^8))-epw!M88","v":70.028482127235179}]
[43.462000000000003,0.75855499950177552,142.22399999999999,2.4822770753564147,4,0.20833333333333401,3.3152000000000008,4,0.67493887999999924,1.1779905705722892E-2,{"$f":"epw!A85-1968","v":37},13.026532247079823,0.22735587782875841,0.69795625070892975,1.218163460974583E-2,-2.3017370708930507E-2,-4.0172890402293866E-4,2.0604667902356162E-2,1.180560509073683,-1.2035778797826135,-0.39674679151026415,-22.731916688894938,-98.979577879782397,-1.727519526236351,-0.37932911938505581,-21.733957587177837,-0.98073636090386029,0.19533609600136084,-1.3741961907150047,-78.735641950924531,null,{"$f":"IF(Z85<0,0,epw!O85*SIN(RADIANS(SolarPosition!Z85)))+epw!P85","v":0},0,0,-21.402498024891706,"-","-","-","-",0,0,0,0,null,null,null,null,null,null,null,null,null,null,null,null,3.37500000000033,8.5936417432333059,{"$f":"(epw!G89+273.15)^4*(5.67/(10^8))-epw!M89","v":60.295026536438797}]
[43.462000000000003,0.75855499950177552,142.22399999999999,2.4822770753564147,4,0.25,3.3152000000000008,4,0.67493887999999924,1.1779905705722892E-2,{"$f":"epw!A86-1968","v":37},13.026532247079823,0.22735587782875841,0.69795625070892975,1.218163460974583E-2,-2.3017370708930507E-2,-4.0172890402293866E-4,2.0604667902356162E-2,1.180560509073683,-1.2035778797826135,-0.39674679151026415,-22.731916688894938,-83.979577879782624,-1.4657201384372054,-0.19686312646291979,-11.279426288075495,-0.93530136088687221,0.35385217863277968,-1.2091097657489649,-69.276886545467306,null,{"$f":"IF(Z86<0,0,epw!O86*SIN(RADIANS(SolarPosition!Z86)))+epw!P86","v":0},0,0,-11.01951251245233,"-","-","-","-",0,0,0,0,null,null,null,null,null,null,null,null,null,null,null,null,3.4166666666669965,8.5914676776838448,{"$f":"(epw!G90+273.15)^4*(5.67/(10^8))-epw!M90","v":59.189102499019185}]
[43.462000000000003,0.75855499950177552,142.22399999999999,2.4822770753564147,4,0.29166666666666702,3.3152000000000008,4,0.67493887999999924,1.1779905705722892E-2,{"$f":"epw!A87-1968","v":37},13.026532247079823,0.22735587782875841,0.69795625070892975,1.218163460974583E-2,-2.3017370708930507E-2,-4.0172890402293866E-4,2.0604667902356162E-2,1.180560509073683,-1.2035778797826135,-0.39674679151026415,-22.731916688894938,-68.979577879782482,-1.2039207506380536,-2.5678448679054024E-2,-1.4712667337530794,-0.86122873525932397,0.50821753763878064,-1.0376824770058155,-59.454826407114325,null,{"$f":"IF(Z87<0,0,epw!O87*SIN(RADIANS(SolarPosition!Z87)))+epw!P87","v":0},2.7777777777777777,0.01,-1.2952434151083403,3,5.2335956242943828E-2,0.13746473821734803,3.882812966733875E-2,0,0.01,0,2.7777777777777777,null,null,null,null,null,null,null,null,null,null,null,null,3.458333333333663,8.5892930794360325,{"$f":"(epw!G91+273.15)^4*(5.67/(10^8))-epw!M91","v":69.714955058265815}]
[43.462000000000003,0.75855499950177552,142.22399999999999,2.4822770753564147,4,0.33333333333333398,3.3152000000000008,4,0.67493887999999924,1.1779905705722892E-2,{"$f":"epw!A88-1968","v":37},13.026532247079823,0.22735587782875841,0.69795625070892975,1.218163460974583E-2,-2.3017370708930507E-2,-4.0172890402293866E-4,2.0604667902356162E-2,1.180560509073683,-1.2035778797826135,-0.39674679151026415,-22.731916688894938,-53.979577879782383,-0.94212136283890247,0.1282292579231307,7.3469952890898611,-0.75215697605784537,0.65898397808104414,-0.85132917761568261,-48.777568853721853,null,{"$f":"IF(Z88<0,0,epw!O88*SIN(RADIANS(SolarPosition!Z88)))+epw!P88","v":0},33.333333333333336,0.12000000000000001,7.4241641601694459,7.4241641601694459,0.12921381662819389,0.35574034663082926,0.1887204339250321,7.0000000000000007E-2,0.11,19.444444444444443,30.555555555555554,null,null,null,null,null,null,null,null,null,null,null,null,3.5000000000003295,8.5871179496086167,{"$f":"(epw!G92+273.15)^4*(5.67/(10^8))-epw!M92","v":61.809190233092693}]
[43.462000000000003,0.75855499950177552,142.22399999999999,2.4822770753564147,4,0.375,3.3152000000000008,4,0.67493887999999924,1.1779905705722892E-2,{"$f":"epw!A89-1968","v":37},13.026532247079823,0.22735587782875841,0.69795625070892975,1.218163460974583E-2,-2.3017370708930507E-2,-4.0172890402293866E-4,2.0604667902356162E-2,1.180560509073683,-1.2035778797826135,-0.39674679151026415,-22.731916688894938,-38.979577879782624,-0.68032197503975722,0.25743699847696488,14.750053503245889,-0.59995213757441512,0.80003589458216839,-0.64344128210347973,-36.866469829015976,null,{"$f":"IF(Z89<0,0,epw!O89*SIN(RADIANS(SolarPosition!Z89)))+epw!P89","v":0},75,0.27,14.712266334621026,14.712266334621026,0.25396501911525593,0.75159212503500361,0.21604115859460196,0.1,0.24,27.777777777777779,66.666666666666671,null,null,null,null,null,null,null,null,null,null,null,null,3.541666666666996,8.5849422893206171,{"$f":"(epw!G93+273.15)^4*(5.67/(10^8))-epw!M93","v":69.503394605303754}]
[43.462000000000003,0.75855499950177552,142.22399999999999,2.4822770753564147,4,0.41666666666666702,3.3152000000000008,4,0.67493887999999924,1.1779905705722892E-2,{"$f":"epw!A90-1968","v":37},13.026532247079823,0.22735587782875841,0.69795625070892975,1.218163460974583E-2,-2.3017370708930507E-2,-4.0172890402293866E-4,2.0604667902356162E-2,1.180560509073683,-1.2035778797826135,-0.39674679151026415,-22.731916688894938,-23.979577879782493,-0.41852258724060548,0.35315778234836909,20.234450430761271,-0.39949707073081187,0.91673447108609418,-0.41096817091293558,-23.546741707522287,null,{"$f":"IF(Z90<0,0,epw!O90*SIN(RADIANS(SolarPosition!Z90)))+epw!P90","v":82.405586076185784},127.77777777777777,0.46,20.068764355705351,20.068764355705351,0.34314768237753984,1.0663928408049486,0.27241021980545693,0.19,0.39,52.777777777777779,108.33333333333333,null,null,null,null,null,null,null,null,null,null,null,null,3.5833333333336626,8.5827660996913142,{"$f":"(epw!G94+273.15)^4*(5.67/(10^8))-epw!M94","v":73.831519772756167}]
[43.462000000000003,0.75855499950177552,142.22399999999999,2.4822770753564147,4,0.45833333333333398,3.3152000000000008,4,0.67493887999999924,1.1779905705722892E-2,{"$f":"epw!A91-1968","v":37},13.026532247079823,0.22735587782875841,0.69795625070892975,1.218163460974583E-2,-2.3017370708930507E-2,-4.0172890402293866E-4,2.0604667902356162E-2,1.180560509073683,-1.2035778797826135,-0.39674679151026415,-22.731916688894938,-8.9795778797823846,-0.15672319944145416,0.40654432128277751,23.29327379451372,-0.15673328264346537,0.98764096619763775,-0.15738218233531409,-9.0173348183718751,null,{"$f":"IF(Z91<0,0,epw!O91*SIN(RADIANS(SolarPosition!Z91)))+epw!P91","v":157.98111827674509},163.88888888888889,0.59,22.997076238519711,22.997076238519711,0.39068415529504052,1.245092870378957,0.30688301226371278,0.26,0.49,72.222222222222214,136.11111111111111,null,null,null,null,null,null,null,null,null,null,null,null,3.6250000000003291,8.5805893818402801,{"$f":"(epw!G95+273.15)^4*(5.67/(10^8))-epw!M95","v":55.986358329446773}]
[43.462000000000003,0.75855499950177552,142.22399999999999,2.4822770753564147,4,0.5,3.3152000000000008,4,0.67493887999999924,1.1779905705722892E-2,{"$f":"epw!A92-1968","v":37},13.026532247079823,0.22735587782875841,0.69795625070892975,1.218163460974583E-2,-2.3017370708930507E-2,-4.0172890402293866E-4,2.0604667902356162E-2,1.180560509073683,-1.2035778797826135,-0.39674679151026415,-22.731916688894938,6.0204221202173756,0.10507618835769107,0.41146243992163045,23.575061235664624,0.10554506089671947,0.99441452127385377,0.10574200754767205,6.0585707497221044,null,{"$f":"IF(Z92<0,0,epw!O92*SIN(RADIANS(SolarPosition!Z92)))+epw!P92","v":364.9626015137647},144.44444444444443,0.52,23.162166793133526,23.162166793133526,0.39333490579616609,1.255281549985499,0.26865039892632853,0.17,0.45,47.222222222222221,125,null,null,null,null,null,null,null,null,null,null,null,null,3.6666666666669956,8.5784121368873478,{"$f":"(epw!G96+273.15)^4*(5.67/(10^8))-epw!M96","v":72.93219562670896}]
[43.462000000000003,0.75855499950177552,142.22399999999999,2.4822770753564147,4,0.54166666666666696,3.3152000000000008,4,0.67493887999999924,1.1779905705722892E-2,{"$f":"epw!A93-1968","v":37},13.026532247079823,0.22735587782875841,0.69795625070892975,1.218163460974583E-2,-2.3017370708930507E-2,-4.0172890402293866E-4,2.0604667902356162E-2,1.180560509073683,-1.2035778797826135,-0.39674679151026415,-22.731916688894938,21.020422120217482,0.36687557615684235,0.3672951205177129,21.04446024141388,0.35448103951673499,0.93506320247517771,0.36235900841001967,20.761641850439631,null,{"$f":"IF(Z93<0,0,epw!O93*SIN(RADIANS(SolarPosition!Z93)))+epw!P93","v":230.61881749139417},100,0.36,20.543553279052642,20.543553279052642,0.3509192896148372,1.0950883538494369,0.20846919731839594,0.08,0.33,22.222222222222221,91.666666666666671,null,null,null,null,null,null,null,null,null,null,null,null,3.7083333333336621,8.576234365952617,{"$f":"(epw!G97+273.15)^4*(5.67/(10^8))-epw!M97","v":75.650163032997227}]
[43.462000000000003,0.75855499950177552,142.22399999999999,2.4822770753564147,4,0.58333333333333404,3.3152000000000008,4,0.67493887999999924,1.1779905705722892E-2,{"$f":"epw!A94-1968","v":37},13.026532247079823,0.22735587782875841,0.69795625070892975,1.218163460974583E-2,-2.3017370708930507E-2,-4.0172890402293866E-4,2.0604667902356162E-2,1.180560509073683,-1.2035778797826135,-0.39674679151026415,-22.731916688894938,36.020422120217646,0.62867496395599465,0.27926427976822216,16.000664599479791,0.56425381054116575,0.82560137917143428,0.59952916089701436,34.35049061441859,null,{"$f":"IF(Z94<0,0,epw!O94*SIN(RADIANS(SolarPosition!Z94)))+epw!P94","v":287.63378540483006},72.222222222222214,0.26,15.44586944481922,15.44586944481922,0.26632786089869137,0.79364231510338556,0.19838251055901657,0.08,0.24,22.222222222222221,66.666666666666671,null,null,null,null,null,null,null,null,null,null,null,null,3.7500000000003286,8.5740560701564661,{"$f":"(epw!G98+273.15)^4*(5.67/(10^8))-epw!M98","v":78.830013318875388}]
[43.462000000000003,0.75855499950177552,142.22399999999999,2.4822770753564147,4,0.625,3.3152000000000008,4,0.67493887999999924,1.1779905705722892E-2,{"$f":"epw!A95-1968","v":37},13.026532247079823,0.22735587782875841,0.69795625070892975,1.218163460974583E-2,-2.3017370708930507E-2,-4.0172890402293866E-4,2.0604667902356162E-2,1.180560509073683,-1.2035778797826135,-0.39674679151026415,-22.731916688894938,51.020422120217376,0.89047435175513945,0.15593656764540553,8.934507197838002,0.72579281786084882,0.68791335612968652,0.81218619138149439,46.534840944964181,null,{"$f":"IF(Z95<0,0,epw!O95*SIN(RADIANS(SolarPosition!Z95)))+epw!P95","v":185.50925643611316},50,0.18,8.356122004400401,8.356122004400401,0.14532538572078837,0.4039596001098601,0.25169677777460081,0.16,0.16,44.444444444444443,44.444444444444443,null,null,null,null,null,null,null,null,null,null,null,null,3.7916666666669951,8.5718772506195435,{"$f":"(epw!G99+273.15)^4*(5.67/(10^8))-epw!M99","v":74.796661982301771}]
[43.462000000000003,0.75855499950177552,142.22399999999999,2.4822770753564147,4,0.66666666666666696,3.3152000000000008,4,0.67493887999999924,1.1779905705722892E-2,{"$f":"epw!A96-1968","v":37},13.026532247079823,0.22735587782875841,0.69795625070892975,1.218163460974583E-2,-2.3017370708930507E-2,-4.0172890402293866E-4,2.0604667902356162E-2,1.180560509073683,-1.2035778797826135,-0.39674679151026415,-22.731916688894938,66.020422120217489,1.1522737395542908,6.264101333154695E-3,0.35890656883203642,0.84273415969935883,0.53832995093698388,1.0023421778943338,57.429976421296487,null,{"$f":"IF(Z96<0,0,epw!O96*SIN(RADIANS(SolarPosition!Z96)))+epw!P96","v":61.04658299714167},8.3333333333333339,3.0000000000000002E-2,-0.22013191203204929,3,5.2335956242943828E-2,0.13746473821734803,0.11648438900201626,0.02,0.03,5.5555555555555554,8.3333333333333339,null,null,null,null,null,null,null,null,null,null,null,null,3.8333333333336617,8.5696979084627571,{"$f":"(epw!G100+273.15)^4*(5.67/(10^8))-epw!M100","v":57.831519772756167}]
[43.462000000000003,0.75855499950177552,142.22399999999999,2.4822770753564147,4,0.70833333333333404,3.3152000000000008,4,0.67493887999999924,1.1779905705722892E-2,{"$f":"epw!A97-1968","v":37},13.026532247079823,0.22735587782875841,0.69795625070892975,1.218163460974583E-2,-2.3017370708930507E-2,-4.0172890402293866E-4,2.0604667902356162E-2,1.180560509073683,-1.2035778797826135,-0.39674679151026415,-22.731916688894938,81.020422120217646,1.4140731273534428,-0.16202651318835656,-9.2834353749136032,0.92310954318541749,0.38453708700203382,1.1760900280108277,67.384994932443206,null,{"$f":"IF(Z97<0,0,epw!O97*SIN(RADIANS(SolarPosition!Z97)))+epw!P97","v":34},0,0,-9.8464800755110584,"-","-","-","-",0,0,0,0,null,null,null,null,null,null,null,null,null,null,null,null,3.8750000000003282,8.5675180448072989,{"$f":"(epw!G101+273.15)^4*(5.67/(10^8))-epw!M101","v":79.339530498533634}]
[43.462000000000003,0.75855499950177552,142.22399999999999,2.4822770753564147,4,0.75,3.3152000000000008,4,0.67493887999999924,1.1779905705722892E-2,{"$f":"epw!A98-1968","v":37},13.026532247079823,0.22735587782875841,0.69795625070892975,1.218163460974583E-2,-2.3017370708930507E-2,-4.0172890402293866E-4,2.0604667902356162E-2,1.180560509073683,-1.2035778797826135,-0.39674679151026415,-22.731916688894938,96.020422120217376,1.6758725151525875,-0.34268996184672817,-19.63468849531673,0.97386196815488013,0.2271406326078696,1.341655765755208,76.871212937166021,null,{"$f":"IF(Z98<0,0,epw!O98*SIN(RADIANS(SolarPosition!Z98)))+epw!P98","v":8},0,0,-20.168545442901546,"-","-","-","-",0,0,0,0,null,null,null,null,null,null,null,null,null,null,null,null,3.9166666666669947,8.5653376607746203,{"$f":"(epw!G102+273.15)^4*(5.67/(10^8))-epw!M102","v":56.51034523152066}]
[43.462000000000003,0.75855499950177552,142.22399999999999,2.4822770753564147,4,0.79166666666666696,3.3152000000000008,4,0.67493887999999924,1.1779905705722892E-2,{"$f":"epw!A99-1968","v":37},13.026532247079823,0.22735587782875841,0.69795625070892975,1.218163460974583E-2,-2.3017370708930507E-2,-4.0172890402293866E-4,2.0604667902356162E-2,1.180560509073683,-1.2035778797826135,-0.39674679151026415,-22.731916688894938,111.02042212021749,1.9376719029517391,-0.53047166785347588,-30.393787719269792,0.99811757619244978,6.1329471673159802E-2,1.5094283434361901,86.48387355631705,null,{"$f":"IF(Z99<0,0,epw!O99*SIN(RADIANS(SolarPosition!Z99)))+epw!P99","v":0},0,0,-30.885352664984858,"-","-","-","-",0,0,0,0,null,null,null,null,null,null,null,null,null,null,null,null,3.9583333333336612,8.5631567574864373,{"$f":"(epw!G103+273.15)^4*(5.67/(10^8))-epw!M103","v":73.903860933584042}]
[43.462000000000003,0.75855499950177552,142.22399999999999,2.4822770753564147,4,0.83333333333333404,3.3152000000000008,4,0.67493887999999924,1.1779905705722892E-2,{"$f":"epw!A100-1968","v":37},13.026532247079823,0.22735587782875841,0.69795625070892975,1.218163460974583E-2,-2.3017370708930507E-2,-4.0172890402293866E-4,2.0604667902356162E-2,1.180560509073683,-1.2035778797826135,-0.39674679151026415,-22.731916688894938,126.02042212021765,2.1994712907508913,-0.72014544320894192,-41.261294531450481,0.99237985826746111,-0.12321613897965591,1.6943263976798064,97.077751704657217,null,{"$f":"IF(Z100<0,0,epw!O100*SIN(RADIANS(SolarPosition!Z100)))+epw!P100","v":0},0,0,-41.693068960317852,"-","-","-","-",0,0,0,0,null,null,null,null,null,null,null,null,null,null,null,null,4.0000000000003277,8.5609753360647378,{"$f":"(epw!G104+273.15)^4*(5.67/(10^8))-epw!M104","v":58.103389466596468}]
[43.462000000000003,0.75855499950177552,142.22399999999999,2.4822770753564147,4,0.875,3.3152000000000008,4,0.67493887999999924,1.1779905705722892E-2,{"$f":"epw!A101-1968","v":37},13.026532247079823,0.22735587782875841,0.69795625070892975,1.218163460974583E-2,-2.3017370708930507E-2,-4.0172890402293866E-4,2.0604667902356162E-2,1.180560509073683,-1.2035778797826135,-0.39674679151026415,-22.731916688894938,141.02042212021738,2.461270678550036,-0.90466586606144772,-51.83353599486837,0.93888294504457803,-0.34423656909808475,1.9222218637395545,110.13520008004768,null,{"$f":"IF(Z101<0,0,epw!O101*SIN(RADIANS(SolarPosition!Z101)))+epw!P101","v":0},0,0,-52.175348104539069,"-","-","-","-",0,0,0,0,null,null,null,null,null,null,null,null,null,null,null,null,4.0416666666669947,8.5587933976317796,{"$f":"(epw!G105+273.15)^4*(5.67/(10^8))-epw!M105","v":65.703845163245603}]
[43.462000000000003,0.75855499950177552,142.22399999999999,2.4822770753564147,4,0.91666666666666696,3.3152000000000008,4,0.67493887999999924,1.1779905705722892E-2,{"$f":"epw!A102-1968","v":37},13.026532247079823,0.22735587782875841,0.69795625070892975,1.218163460974583E-2,-2.3017370708930507E-2,-4.0172890402293866E-4,2.0604667902356162E-2,1.180560509073683,-1.2035778797826135,-0.39674679151026415,-22.731916688894938,156.02042212021749,2.7230700663491874,-1.0705788924748716,-61.339652174600111,0.78154593250264737,-0.62384770207845353,2.2444526077308309,128.59766174010832,null,{"$f":"IF(Z102<0,0,epw!O102*SIN(RADIANS(SolarPosition!Z102)))+epw!P102","v":0},0,0,-61.53084895683584,"-","-","-","-",0,0,0,0,null,null,null,null,null,null,null,null,null,null,null,null,4.0833333333336617,8.5566109433100799,{"$f":"(epw!G106+273.15)^4*(5.67/(10^8))-epw!M106","v":68.304761341171172}]
[43.462000000000003,0.75855499950177552,142.22399999999999,2.4822770753564147,4,0.95833333333333404,3.3152000000000008,4,0.67493887999999924,1.1779905705722892E-2,{"$f":"epw!A103-1968","v":37},13.026532247079823,0.22735587782875841,0.69795625070892975,1.218163460974583E-2,-2.3017370708930507E-2,-4.0172890402293866E-4,2.0604667902356162E-2,1.180560509073683,-1.2035778797826135,-0.39674679151026415,-22.731916688894938,171.02042212021766,2.9848694541483396,-1.186476195718789,-67.980078507424452,0.38396179791034829,-0.92334897939265226,2.7475094817983279,157.42069747922005,null,{"$f":"IF(Z103<0,0,epw!O103*SIN(RADIANS(SolarPosition!Z103)))+epw!P103","v":0},0,0,-67.912451211779612,"-","-","-","-",0,0,0,0,null,null,null,null,null,null,null,null,null,null,null,null,4.1250000000003286,8.5544279742224223,{"$f":"(epw!G107+273.15)^4*(5.67/(10^8))-epw!M107","v":58.906137646429272}]
[43.462000000000003,0.75855499950177552,142.22399999999999,2.4822770753564147,4,0,3.3152000000000008,4,0.67493887999999924,1.1779905705722892E-2,{"$f":"epw!A104-1968","v":37},13.026532247079823,0.22735587782875841,0.69795625070892975,1.218163460974583E-2,-2.3017370708930507E-2,-4.0172890402293866E-4,2.0604667902356162E-2,1.180560509073683,-1.2035778797826135,-0.39674679151026415,-22.731916688894938,-173.97957787978262,-3.0365164652321019,-1.1986966224050892,-68.680257380398487,-0.26607075817531822,-0.96395350076858444,-2.8722781027013227,-164.56941287262941,null,{"$f":"IF(Z104<0,0,epw!O104*SIN(RADIANS(SolarPosition!Z104)))+epw!P104","v":0},0,0,-68.319928290665942,"-","-","-","-",0,0,0,0,null,null,null,null,null,null,null,null,null,null,null,null,4.1666666666669956,8.5522444914918605,{"$f":"(epw!G108+273.15)^4*(5.67/(10^8))-epw!M108","v":60.713023788797727}]
[43.462000000000003,0.75855499950177552,142.22399999999999,2.4822770753564147,5,4.1666666666666664E-2,3.3152000000000008,5,1.6605388799999992,2.8981870813379006E-2,{"$f":"epw!A105-1968","v":37},13.026579336857601,0.22735669970042466,1.7171610413410661,2.9970113958376069E-2,-5.6622161341066901E-2,-9.8824314499706533E-4,2.1985541749381932E-2,1.2596787525482536,-1.3163009138893205,-0.39486110227240301,-22.623874654092251,-159.09230091388932,-2.7766844655209524,-1.0983890761909543,-62.933058329015097,-0.72391273984620963,-0.68989154588845047,-2.3321355522920904,-133.62152439874808,null,{"$f":"IF(Z105<0,0,epw!O105*SIN(RADIANS(SolarPosition!Z105)))+epw!P105","v":0},0,0,-62.454784833977676,"-","-","-","-",0,0,0,0,null,null,null,null,null,null,null,null,null,null,null,null,4.2083333333336626,8.5500604962417039,{"$f":"(epw!G109+273.15)^4*(5.67/(10^8))-epw!M109","v":66.524038348234171}]
[43.462000000000003,0.75855499950177552,142.22399999999999,2.4822770753564147,5,8.3333333333333329E-2,3.3152000000000008,5,1.6605388799999992,2.8981870813379006E-2,{"$f":"epw!A106-1968","v":37},13.026579336857601,0.22735669970042466,1.7171610413410661,2.9970113958376069E-2,-5.6622161341066901E-2,-9.8824314499706533E-4,2.1985541749381932E-2,1.2596787525482536,-1.3163009138893205,-0.39486110227240301,-22.623874654092251,-144.09230091388932,-2.5148850777218028,-0.93950904939193169,-53.829903344505688,-0.91725815108469644,-0.39829321393752715,-1.980451671684623,-113.47152231715745,null,{"$f":"IF(Z106<0,0,epw!O106*SIN(RADIANS(SolarPosition!Z106)))+epw!P106","v":0},0,0,-53.349551359803733,"-","-","-","-",0,0,0,0,null,null,null,null,null,null,null,null,null,null,null,null,4.2500000000003295,8.5478759895955321,{"$f":"(epw!G110+273.15)^4*(5.67/(10^8))-epw!M110","v":53.945129931888147}]
[43.462000000000003,0.75855499950177552,142.22399999999999,2.4822770753564147,5,0.125,3.3152000000000008,5,1.6605388799999992,2.8981870813379006E-2,{"$f":"epw!A107-1968","v":37},13.026579336857601,0.22735669970042466,1.7171610413410661,2.9970113958376069E-2,-5.6622161341066901E-2,-9.8824314499706533E-4,2.1985541749381932E-2,1.2596787525482536,-1.3163009138893205,-0.39486110227240301,-22.623874654092251,-129.09230091388932,-2.2530856899226532,-0.75746282829855427,-43.399423199549695,-0.98599781551124566,-0.16675823160207603,-1.7383372705372593,-99.599388972076142,null,{"$f":"IF(Z107<0,0,epw!O107*SIN(RADIANS(SolarPosition!Z107)))+epw!P107","v":0},0,0,-42.956730163417696,"-","-","-","-",0,0,0,0,null,null,null,null,null,null,null,null,null,null,null,null,4.2916666666669965,8.5456909726771908,{"$f":"(epw!G111+273.15)^4*(5.67/(10^8))-epw!M111","v":60.76574040513637}]
[43.462000000000003,0.75855499950177552,142.22399999999999,2.4822770753564147,5,0.16666666666666699,3.3152000000000008,5,1.6605388799999992,2.8981870813379006E-2,{"$f":"epw!A108-1968","v":37},13.026579336857601,0.22735669970042466,1.7171610413410661,2.9970113958376069E-2,-5.6622161341066901E-2,-9.8824314499706533E-4,2.1985541749381932E-2,1.2596787525482536,-1.3163009138893205,-0.39486110227240301,-22.623874654092251,-114.0923009138892,-1.9912863021235021,-0.56818294197298125,-32.554484566378378,-0.99971775726308898,2.3757226539721621E-2,-1.5470368649012614,-88.638683109992797,null,{"$f":"IF(Z108<0,0,epw!O108*SIN(RADIANS(SolarPosition!Z108)))+epw!P108","v":0},0,0,-32.1638727047279,"-","-","-","-",0,0,0,0,null,null,null,null,null,null,null,null,null,null,null,null,4.3333333333336634,8.5435054466107783,{"$f":"(epw!G112+273.15)^4*(5.67/(10^8))-epw!M112","v":64.373521405123569}]
[43.462000000000003,0.75855499950177552,142.22399999999999,2.4822770753564147,5,0.20833333333333401,3.3152000000000008,5,1.6605388799999992,2.8981870813379006E-2,{"$f":"epw!A109-1968","v":37},13.026579336857601,0.22735669970042466,1.7171610413410661,2.9970113958376069E-2,-5.6622161341066901E-2,-9.8824314499706533E-4,2.1985541749381932E-2,1.2596787525482536,-1.3163009138893205,-0.39486110227240301,-22.623874654092251,-99.092300913889105,-1.7294869143243508,-0.37953074195486264,-21.745509709482352,-0.98128128675181425,0.19257994773782572,-1.3770056929168855,-78.896614569625015,null,{"$f":"IF(Z109<0,0,epw!O109*SIN(RADIANS(SolarPosition!Z109)))+epw!P109","v":0},0,0,-21.41642187516879,"-","-","-","-",0,0,0,0,null,null,null,null,null,null,null,null,null,null,null,null,4.3750000000003304,8.5413194125206608,{"$f":"(epw!G113+273.15)^4*(5.67/(10^8))-epw!M113","v":64.304761341171172}]
[43.462000000000003,0.75855499950177552,142.22399999999999,2.4822770753564147,5,0.25,3.3152000000000008,5,1.6605388799999992,2.8981870813379006E-2,{"$f":"epw!A110-1968","v":37},13.026579336857601,0.22735669970042466,1.7171610413410661,2.9970113958376069E-2,-5.6622161341066901E-2,-9.8824314499706533E-4,2.1985541749381932E-2,1.2596787525482536,-1.3163009138893205,-0.39486110227240301,-22.623874654092251,-84.092300913889332,-1.4676875265252054,-0.19692307912694723,-11.282861322694831,-0.9362422222644019,0.35135523512453076,-1.2117780894249059,-69.429770230473565,null,{"$f":"IF(Z110<0,0,epw!O110*SIN(RADIANS(SolarPosition!Z110)))+epw!P110","v":0},0,0,-11.025346050435431,"-","-","-","-",0,0,0,0,null,null,null,null,null,null,null,null,null,null,null,null,4.4166666666669974,8.5391328715314696,{"$f":"(epw!G114+273.15)^4*(5.67/(10^8))-epw!M114","v":70.191522880533967}]
[43.462000000000003,0.75855499950177552,142.22399999999999,2.4822770753564147,5,0.29166666666666702,3.3152000000000008,5,1.6605388799999992,2.8981870813379006E-2,{"$f":"epw!A111-1968","v":37},13.026579336857601,0.22735669970042466,1.7171610413410661,2.9970113958376069E-2,-5.6622161341066901E-2,-9.8824314499706533E-4,2.1985541749381932E-2,1.2596787525482536,-1.3163009138893205,-0.39486110227240301,-22.623874654092251,-69.09230091388919,-1.2058881387260536,-2.5523135278832963E-2,-1.4623679314185862,-0.86255412039335988,0.50596481042898356,-1.0402961773567199,-59.604580406133003,null,{"$f":"IF(Z111<0,0,epw!O111*SIN(RADIANS(SolarPosition!Z111)))+epw!P111","v":0},2.7777777777777777,0.01,-1.2888297576552437,3,5.2335956242943828E-2,0.13746473821734803,3.882812966733875E-2,0,0.01,0,2.7777777777777777,null,null,null,null,null,null,null,null,null,null,null,null,4.4583333333336643,8.5369458247680825,{"$f":"(epw!G115+273.15)^4*(5.67/(10^8))-epw!M115","v":69.304772710580551}]
[43.462000000000003,0.75855499950177552,142.22399999999999,2.4822770753564147,5,0.33333333333333398,3.3152000000000008,5,1.6605388799999992,2.8981870813379006E-2,{"$f":"epw!A112-1968","v":37},13.026579336857601,0.22735669970042466,1.7171610413410661,2.9970113958376069E-2,-5.6622161341066901E-2,-9.8824314499706533E-4,2.1985541749381932E-2,1.2596787525482536,-1.3163009138893205,-0.39486110227240301,-22.623874654092251,-54.09230091388909,-0.94408875092690225,0.12867321600573123,7.3724322135035916,-0.75386841987681086,0.65702542227256344,-0.85393013601868695,-48.926592792903087,null,{"$f":"IF(Z112<0,0,epw!O112*SIN(RADIANS(SolarPosition!Z112)))+epw!P112","v":0},38.888888888888886,0.14000000000000001,7.4469796417513043,7.4469796417513043,0.12960867339502524,0.35691181883781364,0.21950307327815483,0.11,0.13,30.555555555555554,36.111111111111107,null,null,null,null,null,null,null,null,null,null,null,null,4.5000000000003313,8.5347582733556564,{"$f":"(epw!G116+273.15)^4*(5.67/(10^8))-epw!M116","v":57.360504000049957}]
[43.462000000000003,0.75855499950177552,142.22399999999999,2.4822770753564147,5,0.375,3.3152000000000008,5,1.6605388799999992,2.8981870813379006E-2,{"$f":"epw!A113-1968","v":37},13.026579336857601,0.22735669970042466,1.7171610413410661,2.9970113958376069E-2,-5.6622161341066901E-2,-9.8824314499706533E-4,2.1985541749381932E-2,1.2596787525482536,-1.3163009138893205,-0.39486110227240301,-22.623874654092251,-39.092300913889332,-0.68228936312775712,0.25824045286130393,14.796088048499797,-0.60201123991468919,0.79848761231241294,-0.64601753599342682,-37.01407830386411,null,{"$f":"IF(Z113<0,0,epw!O113*SIN(RADIANS(SolarPosition!Z113)))+epw!P113","v":0},94.444444444444443,0.34,14.755491775989162,14.755491775989162,0.25469463797596964,0.75405963573473023,0.27127248766632944,0.19,0.28999999999999998,52.777777777777779,80.555555555555557,null,null,null,null,null,null,null,null,null,null,null,null,4.5416666666669983,8.5325702184195986,{"$f":"(epw!G117+273.15)^4*(5.67/(10^8))-epw!M117","v":64.715894387989977}]
[43.462000000000003,0.75855499950177552,142.22399999999999,2.4822770753564147,5,0.41666666666666702,3.3152000000000008,5,1.6605388799999992,2.8981870813379006E-2,{"$f":"epw!A114-1968","v":37},13.026579336857601,0.22735669970042466,1.7171610413410661,2.9970113958376069E-2,-5.6622161341066901E-2,-9.8824314499706533E-4,2.1985541749381932E-2,1.2596787525482536,-1.3163009138893205,-0.39486110227240301,-22.623874654092251,-24.092300913889201,-0.42048997532860538,0.35437528393271528,20.3042081330948,-0.40176019939140678,0.91574491108876876,-0.41343818780043762,-23.688263250502196,null,{"$f":"IF(Z114<0,0,epw!O114*SIN(RADIANS(SolarPosition!Z114)))+epw!P114","v":143.28753270149724},138.88888888888889,0.5,20.135474515333449,20.135474515333449,0.34424106615502775,1.0704177339777783,0.29515759377035478,0.24,0.42,66.666666666666671,116.66666666666666,null,null,null,null,null,null,null,null,null,null,null,null,4.5833333333336652,8.5303816610855687,{"$f":"(epw!G118+273.15)^4*(5.67/(10^8))-epw!M118","v":81.435840578234718}]
[43.462000000000003,0.75855499950177552,142.22399999999999,2.4822770753564147,5,0.45833333333333398,3.3152000000000008,5,1.6605388799999992,2.8981870813379006E-2,{"$f":"epw!A115-1968","v":37},13.026579336857601,0.22735669970042466,1.7171610413410661,2.9970113958376069E-2,-5.6622161341066901E-2,-9.8824314499706533E-4,2.1985541749381932E-2,1.2596787525482536,-1.3163009138893205,-0.39486110227240301,-22.623874654092251,-9.0923009138890905,-0.15869058752945403,0.40819004452971491,23.387566790809803,-0.15892225810951824,0.98729109986739538,-0.15959894169354838,-9.1443457737948304,null,{"$f":"IF(Z115<0,0,epw!O115*SIN(RADIANS(SolarPosition!Z115)))+epw!P115","v":157},161.11111111111111,0.57999999999999996,23.088065759920788,23.088065759920788,0.39214551683426624,1.2507069711223422,0.30055736471722433,0.24,0.49,66.666666666666671,136.11111111111111,null,null,null,null,null,null,null,null,null,null,null,null,4.6250000000003322,8.5281926024794963,{"$f":"(epw!G119+273.15)^4*(5.67/(10^8))-epw!M119","v":78.997220879750103}]
[43.462000000000003,0.75855499950177552,142.22399999999999,2.4822770753564147,5,0.5,3.3152000000000008,5,1.6605388799999992,2.8981870813379006E-2,{"$f":"epw!A116-1968","v":37},13.026579336857601,0.22735669970042466,1.7171610413410661,2.9970113958376069E-2,-5.6622161341066901E-2,-9.8824314499706533E-4,2.1985541749381932E-2,1.2596787525482536,-1.3163009138893205,-0.39486110227240301,-22.623874654092251,5.9076990861106689,0.10310880026969119,0.41349116493540522,23.691298616746533,0.10374967432844731,0.99460344111446819,0.10393670853619041,5.9551347356050677,null,{"$f":"IF(Z116<0,0,epw!O116*SIN(RADIANS(SolarPosition!Z116)))+epw!P116","v":364.45343767195908},141.66666666666666,0.51,23.274916657595554,23.274916657595554,0.39514338086574291,1.2622463695598003,0.26227814276291112,0.16,0.45,44.444444444444443,125,null,null,null,null,null,null,null,null,null,null,null,null,4.6666666666669991,8.5260030437275649,{"$f":"(epw!G120+273.15)^4*(5.67/(10^8))-epw!M120","v":79.340921679905534}]
[43.462000000000003,0.75855499950177552,142.22399999999999,2.4822770753564147,5,0.54166666666666696,3.3152000000000008,5,1.6605388799999992,2.8981870813379006E-2,{"$f":"epw!A117-1968","v":37},13.026579336857601,0.22735669970042466,1.7171610413410661,2.9970113958376069E-2,-5.6622161341066901E-2,-9.8824314499706533E-4,2.1985541749381932E-2,1.2596787525482536,-1.3163009138893205,-0.39486110227240301,-22.623874654092251,20.907699086110775,0.36490818806884245,0.36961159858821635,21.177184658188335,0.35325928464604711,0.93552545545878274,0.36105273009834926,20.686797616311441,null,{"$f":"IF(Z117<0,0,epw!O117*SIN(RADIANS(SolarPosition!Z117)))+epw!P117","v":285},111.11111111111111,0.4,20.672777815305633,20.672777815305633,0.35303035876991712,1.1029182165388549,0.23024731383961108,0.11,0.36,30.555555555555554,100,null,null,null,null,null,null,null,null,null,null,null,null,4.7083333333336661,8.5238129859562122,{"$f":"(epw!G121+273.15)^4*(5.67/(10^8))-epw!M121","v":57.550314229104629}]
[43.462000000000003,0.75855499950177552,142.22399999999999,2.4822770753564147,5,0.58333333333333404,3.3152000000000008,5,1.6605388799999992,2.8981870813379006E-2,{"$f":"epw!A118-1968","v":37},13.026579336857601,0.22735669970042466,1.7171610413410661,2.9970113958376069E-2,-5.6622161341066901E-2,-9.8824314499706533E-4,2.1985541749381932E-2,1.2596787525482536,-1.3163009138893205,-0.39486110227240301,-22.623874654092251,35.907699086110938,0.62670757586799475,0.28175954328115832,16.143632667544022,0.56357451905287148,0.82606522834115503,0.59870660815313226,34.303361813767239,null,{"$f":"IF(Z118<0,0,epw!O118*SIN(RADIANS(SolarPosition!Z118)))+epw!P118","v":316.70054018448371},155.55555555555554,0.56000000000000005,15.585519129272367,15.585519129272367,0.26867638340755984,0.80168812534184875,0.42355047024073,0.73,0.36,202.77777777777777,100,null,null,null,null,null,null,null,null,null,null,null,null,4.7500000000003331,8.5216224302921368,{"$f":"(epw!G122+273.15)^4*(5.67/(10^8))-epw!M122","v":68.667009200044618}]
[43.462000000000003,0.75855499950177552,142.22399999999999,2.4822770753564147,5,0.625,3.3152000000000008,5,1.6605388799999992,2.8981870813379006E-2,{"$f":"epw!A119-1968","v":37},13.026579336857601,0.22735669970042466,1.7171610413410661,2.9970113958376069E-2,-5.6622161341066901E-2,-9.8824314499706533E-4,2.1985541749381932E-2,1.2596787525482536,-1.3163009138893205,-0.39486110227240301,-22.623874654092251,50.907699086110668,0.88850696366713944,0.15852106560144599,9.0825880228793086,0.72550435920644407,0.68821757081060264,0.81176695997766113,46.510820754885195,null,{"$f":"IF(Z119<0,0,epw!O119*SIN(RADIANS(SolarPosition!Z119)))+epw!P119","v":186.4998937486248},44.444444444444443,0.16,8.5011950062990582,8.5011950062990582,0.14783003879808015,0.41153279710963719,0.21993985111952286,0.11,0.14000000000000001,30.555555555555554,38.888888888888886,null,null,null,null,null,null,null,null,null,null,null,null,4.791666666667,8.5194313778622917,{"$f":"(epw!G123+273.15)^4*(5.67/(10^8))-epw!M123","v":77.537958200080652}]
[43.462000000000003,0.75855499950177552,142.22399999999999,2.4822770753564147,5,0.66666666666666696,3.3152000000000008,5,1.6605388799999992,2.8981870813379006E-2,{"$f":"epw!A120-1968","v":37},13.026579336857601,0.22735669970042466,1.7171610413410661,2.9970113958376069E-2,-5.6622161341066901E-2,-9.8824314499706533E-4,2.1985541749381932E-2,1.2596787525482536,-1.3163009138893205,-0.39486110227240301,-22.623874654092251,65.907699086110782,1.150306351466291,8.8792847055665473E-3,0.50874553872402495,0.84267544948554018,0.53842184839987961,1.0022331272964213,57.423728282282724,null,{"$f":"IF(Z120<0,0,epw!O120*SIN(RADIANS(SolarPosition!Z120)))+epw!P120","v":61.753700883254851},5.5555555555555554,0.02,-7.2948798854972755E-2,3,5.2335956242943828E-2,0.13746473821734803,7.7656259334677499E-2,0.01,0.02,2.7777777777777777,5.5555555555555554,null,null,null,null,null,null,null,null,null,null,null,null,4.833333333333667,8.5172398297938834,{"$f":"(epw!G124+273.15)^4*(5.67/(10^8))-epw!M124","v":63.223781803500913}]
[43.462000000000003,0.75855499950177552,142.22399999999999,2.4822770753564147,5,0.70833333333333404,3.3152000000000008,5,1.6605388799999992,2.8981870813379006E-2,{"$f":"epw!A121-1968","v":37},13.026579336857601,0.22735669970042466,1.7171610413410661,2.9970113958376069E-2,-5.6622161341066901E-2,-9.8824314499706533E-4,2.1985541749381932E-2,1.2596787525482536,-1.3163009138893205,-0.39486110227240301,-22.623874654092251,80.907699086110938,1.412105739265443,-0.15941187143785035,-9.1336274376708992,0.92315680599738703,0.3844236094996023,1.176212954480607,67.392038100351996,null,{"$f":"IF(Z121<0,0,epw!O121*SIN(RADIANS(SolarPosition!Z121)))+epw!P121","v":33},0,0,-9.6990004237329135,"-","-","-","-",0,0,0,0,null,null,null,null,null,null,null,null,null,null,null,null,4.875000000000334,8.5150477872143746,{"$f":"(epw!G125+273.15)^4*(5.67/(10^8))-epw!M125","v":68.466836318971502}]
[43.462000000000003,0.75855499950177552,142.22399999999999,2.4822770753564147,5,0.75,3.3152000000000008,5,1.6605388799999992,2.8981870813379006E-2,{"$f":"epw!A122-1968","v":37},13.026579336857601,0.22735669970042466,1.7171610413410661,2.9970113958376069E-2,-5.6622161341066901E-2,-9.8824314499706533E-4,2.1985541749381932E-2,1.2596787525482536,-1.3163009138893205,-0.39486110227240301,-22.623874654092251,95.907699086110668,1.6739051270645877,-0.34008730702124851,-19.485567358287387,0.97392892915602025,0.22685334679701727,1.3419507520488247,76.888114406804476,null,{"$f":"IF(Z122<0,0,epw!O122*SIN(RADIANS(SolarPosition!Z122)))+epw!P122","v":10},0,0,-20.0214909542253,"-","-","-","-",0,0,0,0,null,null,null,null,null,null,null,null,null,null,null,null,4.9166666666670009,8.5128552512514908,{"$f":"(epw!G126+273.15)^4*(5.67/(10^8))-epw!M126","v":70.654333034585761}]
[43.462000000000003,0.75855499950177552,142.22399999999999,2.4822770753564147,5,0.79166666666666696,3.3152000000000008,5,1.6605388799999992,2.8981870813379006E-2,{"$f":"epw!A123-1968","v":37},13.026579336857601,0.22735669970042466,1.7171610413410661,2.9970113958376069E-2,-5.6622161341066901E-2,-9.8824314499706533E-4,2.1985541749381932E-2,1.2596787525482536,-1.3163009138893205,-0.39486110227240301,-22.623874654092251,110.90769908611078,1.9357045148637391,-0.52787859695406791,-30.245215700755526,0.99814281602982069,6.0917311234652646E-2,1.5098412759717015,86.507532847825487,null,{"$f":"IF(Z123<0,0,epw!O123*SIN(RADIANS(SolarPosition!Z123)))+epw!P123","v":0},0,0,-30.738686653217897,"-","-","-","-",0,0,0,0,null,null,null,null,null,null,null,null,null,null,null,null,4.9583333333336679,8.5106622230331936,{"$f":"(epw!G127+273.15)^4*(5.67/(10^8))-epw!M127","v":51.745558780087663}]
[43.462000000000003,0.75855499950177552,142.22399999999999,2.4822770753564147,5,0.83333333333333404,3.3152000000000008,5,1.6605388799999992,2.8981870813379006E-2,{"$f":"epw!A124-1968","v":37},13.026579336857601,0.22735669970042466,1.7171610413410661,2.9970113958376069E-2,-5.6622161341066901E-2,-9.8824314499706533E-4,2.1985541749381932E-2,1.2596787525482536,-1.3163009138893205,-0.39486110227240301,-22.623874654092251,125.90769908611094,2.1975039026628913,-0.71754983730710342,-41.112577267995889,0.99232450035214992,-0.12366117418517501,1.6947748626576027,97.103446855144384,null,{"$f":"IF(Z124<0,0,epw!O124*SIN(RADIANS(SolarPosition!Z124)))+epw!P124","v":0},0,0,-41.546256178243496,"-","-","-","-",0,0,0,0,null,null,null,null,null,null,null,null,null,null,null,null,5.0000000000003348,8.5084687036877149,{"$f":"(epw!G128+273.15)^4*(5.67/(10^8))-epw!M128","v":68.108030600065206}]
[43.462000000000003,0.75855499950177552,142.22399999999999,2.4822770753564147,5,0.875,3.3152000000000008,5,1.6605388799999992,2.8981870813379006E-2,{"$f":"epw!A125-1968","v":37},13.026579336857601,0.22735669970042466,1.7171610413410661,2.9970113958376069E-2,-5.6622161341066901E-2,-9.8824314499706533E-4,2.1985541749381932E-2,1.2596787525482536,-1.3163009138893205,-0.39486110227240301,-22.623874654092251,140.90769908611068,2.4593032904620364,-0.90205385588269171,-51.683878835580444,0.93878905859363482,-0.34449253034699739,1.922494500543886,110.15082101827582,null,{"$f":"IF(Z125<0,0,epw!O125*SIN(RADIANS(SolarPosition!Z125)))+epw!P125","v":0},0,0,-52.027899170078506,"-","-","-","-",0,0,0,0,null,null,null,null,null,null,null,null,null,null,null,null,5.0416666666670018,8.5062746943435332,{"$f":"(epw!G129+273.15)^4*(5.67/(10^8))-epw!M129","v":54.507973725211514}]
[43.462000000000003,0.75855499950177552,142.22399999999999,2.4822770753564147,5,0.91666666666666696,3.3152000000000008,5,1.6605388799999992,2.8981870813379006E-2,{"$f":"epw!A126-1968","v":37},13.026579336857601,0.22735669970042466,1.7171610413410661,2.9970113958376069E-2,-5.6622161341066901E-2,-9.8824314499706533E-4,2.1985541749381932E-2,1.2596787525482536,-1.3163009138893205,-0.39486110227240301,-22.623874654092251,155.9076990861108,2.7211026782611878,-1.0679755966991156,-61.190494313825049,0.78189862769784135,-0.62340559510180327,2.2438870527042942,128.56525782400539,null,{"$f":"IF(Z126<0,0,epw!O126*SIN(RADIANS(SolarPosition!Z126)))+epw!P126","v":0},0,0,-61.3849102443845,"-","-","-","-",0,0,0,0,null,null,null,null,null,null,null,null,null,null,null,null,5.0833333333336688,8.5040801961293724,{"$f":"(epw!G130+273.15)^4*(5.67/(10^8))-epw!M130","v":59.733670244074659}]
[43.462000000000003,0.75855499950177552,142.22399999999999,2.4822770753564147,5,0.95833333333333404,3.3152000000000008,5,1.6605388799999992,2.8981870813379006E-2,{"$f":"epw!A127-1968","v":37},13.026579336857601,0.22735669970042466,1.7171610413410661,2.9970113958376069E-2,-5.6622161341066901E-2,-9.8824314499706533E-4,2.1985541749381932E-2,1.2596787525482536,-1.3163009138893205,-0.39486110227240301,-22.623874654092251,170.90769908611097,2.98290206606034,-1.1841289230685574,-67.845589691199677,0.38680402549478465,-0.92216194123431028,2.7444293316831767,157.24421787735517,null,{"$f":"IF(Z127<0,0,epw!O127*SIN(RADIANS(SolarPosition!Z127)))+epw!P127","v":0},0,0,-67.783437637335211,"-","-","-","-",0,0,0,0,null,null,null,null,null,null,null,null,null,null,null,null,5.1250000000003357,8.5018852101742137,{"$f":"(epw!G131+273.15)^4*(5.67/(10^8))-epw!M131","v":53.981757239611738}]
[43.462000000000003,0.75855499950177552,142.22399999999999,2.4822770753564147,5,0,3.3152000000000008,5,1.6605388799999992,2.8981870813379006E-2,{"$f":"epw!A128-1968","v":37},13.026579336857601,0.22735669970042466,1.7171610413410661,2.9970113958376069E-2,-5.6622161341066901E-2,-9.8824314499706533E-4,2.1985541749381932E-2,1.2596787525482536,-1.3163009138893205,-0.39486110227240301,-22.623874654092251,-174.09230091388932,-3.0384838533201015,-1.1972276423125388,-68.596091020906613,-0.2603330649060715,-0.96551887362009292,-2.8782255072174712,-164.91017405046176,null,{"$f":"IF(Z128<0,0,epw!O128*SIN(RADIANS(SolarPosition!Z128)))+epw!P128","v":0},0,0,-68.242213972010759,"-","-","-","-",0,0,0,0,null,null,null,null,null,null,null,null,null,null,null,null,5.1666666666670027,8.4996897376072962,{"$f":"(epw!G132+273.15)^4*(5.67/(10^8))-epw!M132","v":58.25211391578398}]
[43.462000000000003,0.75855499950177552,142.22399999999999,2.4822770753564147,6,4.1666666666666664E-2,3.3152000000000008,6,2.6461388799999992,4.6183835921035116E-2,{"$f":"epw!A129-1968","v":37},13.026626426635378,0.22735752157209091,2.7363480490465539,4.7758282936385649E-2,-9.0209169046554738E-2,-1.5744470153505339E-3,2.3335275396467126E-2,1.3370127939930352,-1.4272219630395899,-0.39284515637454637,-22.508369462418358,-159.2032219630396,-2.7786204030383912,-1.097743544751592,-62.89607210199663,-0.71993714439834644,-0.69403926986558429,-2.3378809038179171,-133.95070879299701,null,{"$f":"IF(Z129<0,0,epw!O129*SIN(RADIANS(SolarPosition!Z129)))+epw!P129","v":0},0,0,-62.422453178244353,"-","-","-","-",0,0,0,0,null,null,null,null,null,null,null,null,null,null,null,null,5.2083333333336697,8.4974937795580949,{"$f":"(epw!G133+273.15)^4*(5.67/(10^8))-epw!M133","v":60.930053159379725}]
[43.462000000000003,0.75855499950177552,142.22399999999999,2.4822770753564147,6,8.3333333333333329E-2,3.3152000000000008,6,2.6461388799999992,4.6183835921035116E-2,{"$f":"epw!A130-1968","v":37},13.026626426635378,0.22735752157209091,2.7363480490465539,4.7758282936385649E-2,-9.0209169046554738E-2,-1.5744470153505339E-3,2.3335275396467126E-2,1.3370127939930352,-1.4272219630395899,-0.39284515637454637,-22.508369462418358,-144.2032219630396,-2.5168210152392416,-0.9393981918293246,-53.823551674041198,-0.91543192117638461,-0.40247285335946925,-1.9850128708081547,-113.73285977645459,null,{"$f":"IF(Z130<0,0,epw!O130*SIN(RADIANS(SolarPosition!Z130)))+epw!P130","v":0},0,0,-53.346501968468672,"-","-","-","-",0,0,0,0,null,null,null,null,null,null,null,null,null,null,null,null,5.2500000000003366,8.4952973371563516,{"$f":"(epw!G134+273.15)^4*(5.67/(10^8))-epw!M134","v":55.007378605180435}]
[43.462000000000003,0.75855499950177552,142.22399999999999,2.4822770753564147,6,0.125,3.3152000000000008,6,2.6461388799999992,4.6183835921035116E-2,{"$f":"epw!A131-1968","v":37},13.026626426635378,0.22735752157209091,2.7363480490465539,4.7758282936385649E-2,-9.0209169046554738E-2,-1.5744470153505339E-3,2.3335275396467126E-2,1.3370127939930352,-1.4272219630395899,-0.39284515637454637,-22.508369462418358,-129.2032219630396,-2.2550216274400925,-0.75757328521875511,-43.40575191489522,-0.98537313422207284,-0.17041064037603254,-1.7420427168363275,-99.811695406225127,null,{"$f":"IF(Z131<0,0,epw!O131*SIN(RADIANS(SolarPosition!Z131)))+epw!P131","v":0},0,0,-42.965752871263945,"-","-","-","-",0,0,0,0,null,null,null,null,null,null,null,null,null,null,null,null,5.2916666666670036,8.4931004115320405,{"$f":"(epw!G135+273.15)^4*(5.67/(10^8))-epw!M135","v":59.859154759519527}]
[43.462000000000003,0.75855499950177552,142.22399999999999,2.4822770753564147,6,0.16666666666666699,3.3152000000000008,6,2.6461388799999992,4.6183835921035116E-2,{"$f":"epw!A132-1968","v":37},13.026626426635378,0.22735752157209091,2.7363480490465539,4.7758282936385649E-2,-9.0209169046554738E-2,-1.5744470153505339E-3,2.3335275396467126E-2,1.3370127939930352,-1.4272219630395899,-0.39284515637454637,-22.508369462418358,-114.20322196303947,-1.9932222396409407,-0.5683409782234119,-32.563539376538131,-0.99978848395668041,2.0566656208594977E-2,-1.5502282204043576,-88.821534311246054,null,{"$f":"IF(Z132<0,0,epw!O132*SIN(RADIANS(SolarPosition!Z132)))+epw!P132","v":0},0,0,-32.175374559491388,"-","-","-","-",0,0,0,0,null,null,null,null,null,null,null,null,null,null,null,null,5.3333333333336705,8.4909030038153865,{"$f":"(epw!G136+273.15)^4*(5.67/(10^8))-epw!M136","v":57.477308197021472}]
[43.462000000000003,0.75855499950177552,142.22399999999999,2.4822770753564147,6,0.20833333333333401,3.3152000000000008,6,2.6461388799999992,4.6183835921035116E-2,{"$f":"epw!A133-1968","v":37},13.026626426635378,0.22735752157209091,2.7363480490465539,4.7758282936385649E-2,-9.0209169046554738E-2,-1.5744470153505339E-3,2.3335275396467126E-2,1.3370127939930352,-1.4272219630395899,-0.39284515637454637,-22.508369462418358,-99.203221963039368,-1.7314228518417893,-0.37962742556826912,-21.751049272478618,-0.98183546129978205,0.18973435886587434,-1.3799047429930442,-79.062717903585991,null,{"$f":"IF(Z133<0,0,epw!O133*SIN(RADIANS(SolarPosition!Z133)))+epw!P133","v":0},0,0,-21.424333786280375,"-","-","-","-",0,0,0,0,null,null,null,null,null,null,null,null,null,null,null,null,5.3750000000003375,8.4887051151368809,{"$f":"(epw!G137+273.15)^4*(5.67/(10^8))-epw!M137","v":57.15963601946882}]
[43.462000000000003,0.75855499950177552,142.22399999999999,2.4822770753564147,6,0.25,3.3152000000000008,6,2.6461388799999992,4.6183835921035116E-2,{"$f":"epw!A134-1968","v":37},13.026626426635378,0.22735752157209091,2.7363480490465539,4.7758282936385649E-2,-9.0209169046554738E-2,-1.5744470153505339E-3,2.3335275396467126E-2,1.3370127939930352,-1.4272219630395899,-0.39284515637454637,-22.508369462418358,-84.203221963039596,-1.469623464042644,-0.19687517119745404,-11.280116400529662,-0.93720389152114114,0.34878197447349385,-1.2145251756782507,-69.58716667874863,null,{"$f":"IF(Z134<0,0,epw!O134*SIN(RADIANS(SolarPosition!Z134)))+epw!P134","v":0},0,0,-11.024992118828671,"-","-","-","-",0,0,0,0,null,null,null,null,null,null,null,null,null,null,null,null,5.4166666666670045,{"$f":"$BE$2+(1/2)*$BF$2*EXP(-1*BE$4*(PI()/(365*$BI$2))^0.5)*COS(2*PI()/365*($BD134-$BH$2-BE$4/2*(365/(PI()*$BI$2))^0.5))","v":8.4865067466272439},{"$f":"(epw!G138+273.15)^4*(5.67/(10^8))-epw!M138","v":67.373521405123569}]
[43.462000000000003,0.75855499950177552,142.22399999999999,2.4822770753564147,6,0.29166666666666702,3.3152000000000008,6,2.6461388799999992,4.6183835921035116E-2,{"$f":"epw!A135-1968","v":37},13.026626426635378,0.22735752157209091,2.7363480490465539,4.7758282936385649E-2,-9.0209169046554738E-2,-1.5744470153505339E-3,2.3335275396467126E-2,1.3370127939930352,-1.4272219630395899,-0.39284515637454637,-22.508369462418358,-69.203221963039454,-1.207824076243492,-2.5255217465309777E-2,-1.4470173714473347,-0.86390798593367679,0.50364967173623587,-1.042978121312008,-59.758244475661634,null,{"$f":"IF(Z135<0,0,epw!O135*SIN(RADIANS(SolarPosition!Z135)))+epw!P135","v":0},2.7777777777777777,0.01,-1.2759497768874697,3,5.2335956242943828E-2,0.13746473821734803,3.882812966733875E-2,0,0.01,0,2.7777777777777777,null,null,null,null,null,null,null,null,null,null,null,null,{"$f":"BD134+1/24","v":5.4583333333336714},8.4843078994174412,{"$f":"(epw!G139+273.15)^4*(5.67/(10^8))-epw!M139","v":72.51034523152066}]
[43.462000000000003,0.75855499950177552,142.22399999999999,2.4822770753564147,6,0.33333333333333398,3.3152000000000008,6,2.6461388799999992,4.6183835921035116E-2,{"$f":"epw!A136-1968","v":37},13.026626426635378,0.22735752157209091,2.7363480490465539,4.7758282936385649E-2,-9.0209169046554738E-2,-1.5744470153505339E-3,2.3335275396467126E-2,1.3370127939930352,-1.4272219630395899,-0.39284515637454637,-22.508369462418358,-54.203221963039361,-0.94602468844434096,0.12923558079010991,7.4046533421952754,-0.75561157513079691,0.65501995964119752,-0.85658729140734891,-49.078836582183854,null,{"$f":"IF(Z136<0,0,epw!O136*SIN(RADIANS(SolarPosition!Z136)))+epw!P136","v":0},86.111111111111114,0.31,7.4765992785846311,7.4765992785846311,0.13012125579555783,0.35843333214572853,0.48412786802639712,1.18,0.16,327.77777777777777,44.444444444444443,null,null,null,null,null,null,null,null,null,null,null,null,5.5000000000003384,8.4821085746387013,{"$f":"(epw!G140+273.15)^4*(5.67/(10^8))-epw!M140","v":57.719599013326388}]
[43.462000000000003,0.75855499950177552,142.22399999999999,2.4822770753564147,6,0.375,3.3152000000000008,6,2.6461388799999992,4.6183835921035116E-2,{"$f":"epw!A137-1968","v":37},13.026626426635378,0.22735752157209091,2.7363480490465539,4.7758282936385649E-2,-9.0209169046554738E-2,-1.5744470153505339E-3,2.3335275396467126E-2,1.3370127939930352,-1.4272219630395899,-0.39284515637454637,-22.508369462418358,-39.203221963039603,-0.68422530064519571,0.25916814469019206,14.849240874983861,-0.6040986390278521,0.79690955216053017,-0.64863431126233351,-37.16400848270667,null,{"$f":"IF(Z137<0,0,epw!O137*SIN(RADIANS(SolarPosition!Z137)))+epw!P137","v":0},222.22222222222223,0.8,14.805858077391987,14.805858077391987,{"$f":"IF(AJ137=\"-\",\"-\", SIN(PI()*AJ137/180))","v":0.25554460727118666},0.75693640231505155,0.63616518993373117,2.36,0.2,655.55555555555554,55.555555555555557,null,null,null,null,null,null,null,null,null,null,null,null,5.5416666666670054,8.4799087734224834,{"$f":"(epw!G141+273.15)^4*(5.67/(10^8))-epw!M141","v":68.223781803500913}]
[43.462000000000003,{"$f":"A138/180*PI()","v":0.75855499950177552},142.22399999999999,{"$f":"C138/180*PI()","v":2.4822770753564147},6,0.41666666666666702,{"$f":"3.71+0.2596*K138-INT((K138+3)/4)","v":3.3152000000000008},6,2.6461388799999992,{"$f":"I138/180*PI()","v":4.6183835921035116E-2},{"$f":"epw!A138-1968","v":37},{"$f":"12.3901+0.0172*(K138+I138/360)","v":13.026626426635378},{"$f":"L138/180*PI()","v":0.22735752157209091},{"$f":"I138+1.914*SIN(J138)+0.02*SIN(2*J138)","v":2.7363480490465539},{"$f":"N138/180*PI()","v":4.7758282936385649E-2},{"$f":"I138-N138","v":-9.0209169046554738E-2},{"$f":"P138/180*PI()","v":-1.5744470153505339E-3},{"$f":"ATAN((0.043*SIN(2*(O138+M138)))/(1-0.043*COS(2*(O138+M138))))","v":2.3335275396467126E-2},{"$f":"R138/PI()*180","v":1.3370127939930352},{"$f":"P138-S138","v":-1.4272219630395899},{"$f":"ASIN(COS(O138+M138)*SIN(-23.4393*PI()/180))","v":-0.39284515637454637},{"$f":"U138/PI()*180","v":-22.508369462418358},{"$f":"(F138*24-12)/12*180+(C138-135)+T138","v":-24.203221963039468},{"$f":"W138/180*PI()","v":-0.42242591284604403},{"$f":"ASIN(SIN(B138)*SIN(U138)+COS(B138)*COS(U138)*COS(X138))","v":0.35572133290748953},{"$f":"Y138/PI()*180","v":20.381331058367273},{"$f":"COS(U138)*SIN(X138)/COS(Y138)","v":-0.40403859363905353},{"$f":"(SIN(Y138)*SIN(B138)-SIN(U138))/(COS(Y138)*COS(B138))","v":0.91474193893697442},{"$f":"IF(AA138>0,PI()/2-ATAN(AB138/AA138),-PI()/2-ATAN(AB138/AA138))","v":-0.415927572600997},{"$f":"AC138/PI()*180","v":-23.830894493158262},null,{"$f":"IF(Z138<0,0,epw!O138*SIN(RADIANS(SolarPosition!Z138)))+epw!P138","v":134.76746069257544},322.22222222222223,{"$f":"AG138*3.6/1000","v":1.1599999999999999},20.209571675622254,{"$f":"IF(AH138<=0,\"-\",IF(AI138<3,3,AI138))","v":20.209571675622254},0.34545497624728078,{"$f":"IF(AK138=\"-\",\"-\", (0.5163+0.333*AK138+0.00803*AK138*AK138)*(4.921)*AK138)","v":1.07489100481439},{"$f":"IF(AK138=\"-\",\"-\", AH138/(4.921)/AK138)","v":0.6823593882232214},2.69,0.23,{"$f":"AN138*1000/3.6","v":747.22222222222217},{"$f":"AO138*1000/3.6","v":63.888888888888886},null,null,null,null,null,null,null,null,null,null,null,null,5.5833333333336723,8.4777084969004921,{"$f":"(epw!G142+273.15)^4*(5.67/(10^8))-epw!M142","v":77.715894387989977}]
[{"$f":"A138","v":43.462000000000003},0.75855499950177552,{"$f":"C138","v":142.22399999999999},2.4822770753564147,6,0.45833333333333398,3.3152000000000008,6,{"$f":"0.9856*(H139-G139)","v":2.6461388799999992},4.6183835921035116E-2,{"$f":"epw!A139-1968","v":37},13.026626426635378,0.22735752157209091,2.7363480490465539,4.7758282936385649E-2,-9.0209169046554738E-2,-1.5744470153505339E-3,2.3335275396467126E-2,1.3370127939930352,-1.4272219630395899,-0.39284515637454637,-22.508369462418358,-9.2032219630393612,-0.16062652504689273,0.40996513888156433,23.489272205408284,-0.1611031582152555,0.98693757270309168,-0.16180831009033136,-9.2709332583200794,null,{"$f":"IF(Z139<0,0,epw!O139*SIN(RADIANS(SolarPosition!Z139)))+epw!P139","v":89},397.22222222222223,1.43,23.186486734016903,23.186486734016903,0.39372511966202933,1.2567834132769433,0.73805639699179859,3.08,0.22,855.55555555555554,61.111111111111107,null,null,null,null,null,null,null,null,null,null,null,null,5.6250000000003393,8.4755077462046948,{"$f":"(epw!G143+273.15)^4*(5.67/(10^8))-epw!M143","v":61.212569979658952}]
[43.462000000000003,0.75855499950177552,142.22399999999999,2.4822770753564147,6,0.5,3.3152000000000008,6,2.6461388799999992,4.6183835921035116E-2,{"$f":"epw!A140-1968","v":37},13.026626426635378,0.22735752157209091,2.7363480490465539,4.7758282936385649E-2,-9.0209169046554738E-2,-1.5744470153505339E-3,2.3335275396467126E-2,1.3370127939930352,-1.4272219630395899,-0.39284515637454637,-22.508369462418358,5.7967780369603998,0.10117286275225251,0.41564505976944793,23.81470770025221,0.10199037356708388,0.99478538574892938,0.10216802432626615,5.8537965950849769,null,{"$f":"IF(Z140<0,0,epw!O140*SIN(RADIANS(SolarPosition!Z140)))+epw!P140","v":392.65123004167833},363.88888888888886,1.31,23.394856858151368,23.394856858151368,0.39706550701190102,1.2696609699233516,0.67043359591484497,2.6,0.28000000000000003,722.22222222222217,77.777777777777771,null,null,null,null,null,null,null,null,null,null,null,null,5.6666666666670062,8.473306522467281,{"$f":"(epw!G144+273.15)^4*(5.67/(10^8))-epw!M144","v":81.340921679905534}]
[43.462000000000003,0.75855499950177552,142.22399999999999,2.4822770753564147,6,0.54166666666666696,3.3152000000000008,6,2.6461388799999992,4.6183835921035116E-2,{"$f":"epw!A141-1968","v":37},13.026626426635378,0.22735752157209091,2.7363480490465539,4.7758282936385649E-2,-9.0209169046554738E-2,-1.5744470153505339E-3,2.3335275396467126E-2,1.3370127939930352,-1.4272219630395899,-0.39284515637454637,-22.508369462418358,20.796778036960507,0.36297225055140386,0.37204410914801522,21.316557246885814,0.35209584415453565,0.9359639504431273,0.35980939915779997,20.615560000879935,null,{"$f":"IF(Z141<0,0,epw!O141*SIN(RADIANS(SolarPosition!Z141)))+epw!P141","v":162},361.11111111111109,1.3,20.808674916548487,20.808674916548487,0.35524849641925305,1.1111613294924096,0.74363143277798693,3.12,0.19,866.66666666666663,52.777777777777779,null,null,null,null,null,null,null,null,null,null,null,null,5.7083333333336732,8.4711048268206852,{"$f":"(epw!G145+273.15)^4*(5.67/(10^8))-epw!M145","v":70.892524237394184}]
[43.462000000000003,0.75855499950177552,142.22399999999999,2.4822770753564147,6,0.58333333333333404,3.3152000000000008,6,2.6461388799999992,4.6183835921035116E-2,{"$f":"epw!A142-1968","v":37},13.026626426635378,0.22735752157209091,2.7363480490465539,4.7758282936385649E-2,-9.0209169046554738E-2,-1.5744470153505339E-3,2.3335275396467126E-2,1.3370127939930352,-1.4272219630395899,-0.39284515637454637,-22.508369462418358,35.796778036960667,0.62477163835055605,0.28435863091720925,16.292549419674376,0.56296318117846256,0.82648197599065976,0.59796673476867646,34.260970191463869,null,{"$f":"IF(Z142<0,0,epw!O142*SIN(RADIANS(SolarPosition!Z142)))+epw!P142","v":169},280.55555555555554,1.01,15.731153298310854,15.731153298310854,0.27112384805009682,0.81009251063334053,0.75700768596298662,3.21,0.14000000000000001,891.66666666666663,38.888888888888886,null,null,null,null,null,null,null,null,null,null,null,null,5.7500000000003402,8.4689026603976032,{"$f":"(epw!G146+273.15)^4*(5.67/(10^8))-epw!M146","v":79.103903773795764}]
[43.462000000000003,0.75855499950177552,142.22399999999999,2.4822770753564147,6,0.625,3.3152000000000008,6,2.6461388799999992,4.6183835921035116E-2,{"$f":"epw!A143-1968","v":37},13.026626426635378,0.22735752157209091,2.7363480490465539,4.7758282936385649E-2,-9.0209169046554738E-2,-1.5744470153505339E-3,2.3335275396467126E-2,1.3370127939930352,-1.4272219630395899,-0.39284515637454637,-22.508369462418358,50.796778036960397,0.88657102614970085,0.16119651984753275,9.2358802594604352,0.72528177920046499,0.68845213396416172,0.81144359991058368,46.49229358777859,null,{"$f":"IF(Z143<0,0,epw!O143*SIN(RADIANS(SolarPosition!Z143)))+epw!P143","v":153},122.22222222222221,0.44,8.6515287719630347,8.6515287719630347,0.15042451766823592,0.41939950709509494,0.59440257730371981,2.0699999999999998,0.13,575,36.111111111111107,null,null,null,null,null,null,null,null,null,null,null,null,5.7916666666670071,8.4667000243309598,{"$f":"(epw!G147+273.15)^4*(5.67/(10^8))-epw!M147","v":67.435840578234718}]
[43.462000000000003,0.75855499950177552,142.22399999999999,2.4822770753564147,6,0.66666666666666696,3.3152000000000008,6,2.6461388799999992,4.6183835921035116E-2,{"$f":"epw!A144-1968","v":37},13.026626426635378,0.22735752157209091,2.7363480490465539,4.7758282936385649E-2,-9.0209169046554738E-2,-1.5744470153505339E-3,2.3335275396467126E-2,1.3370127939930352,-1.4272219630395899,-0.39284515637454637,-22.508369462418358,65.796778036960518,1.1483704139488522,1.1573714337090644E-2,0.66312498480534521,0.84267325056229925,0.538425289884092,1.0022290432938497,57.423494286171845,null,{"$f":"IF(Z144<0,0,epw!O144*SIN(RADIANS(SolarPosition!Z144)))+epw!P144","v":117},11.111111111111111,0.04,7.8837022110817112E-2,3,5.2335956242943828E-2,0.13746473821734803,0.155312518669355,0.04,0.04,11.111111111111111,11.111111111111111,null,null,null,null,null,null,null,null,null,null,null,null,5.8333333333336741,8.4644969197539144,{"$f":"(epw!G148+273.15)^4*(5.67/(10^8))-epw!M148","v":75.226032673916961}]
[43.462000000000003,0.75855499950177552,142.22399999999999,2.4822770753564147,6,0.70833333333333404,3.3152000000000008,6,2.6461388799999992,4.6183835921035116E-2,{"$f":"epw!A145-1968","v":37},13.026626426635378,0.22735752157209091,2.7363480490465539,4.7758282936385649E-2,-9.0209169046554738E-2,-1.5744470153505339E-3,2.3335275396467126E-2,1.3370127939930352,-1.4272219630395899,-0.39284515637454637,-22.508369462418358,80.796778036960674,1.4101698017480044,-0.15672751392614745,-8.9798250815460836,0.92324740117823711,0.38420598149642504,1.1764486861815246,67.405544531912014,null,{"$f":"IF(Z145<0,0,epw!O145*SIN(RADIANS(SolarPosition!Z145)))+epw!P145","v":136},0,0,-9.5474527129635405,"-","-","-","-",0,0,0,0,null,null,null,null,null,null,null,null,null,null,null,null,5.8750000000003411,8.4622933477998874,{"$f":"(epw!G149+273.15)^4*(5.67/(10^8))-epw!M149","v":81.028519659544145}]
[43.462000000000003,0.75855499950177552,142.22399999999999,2.4822770753564147,6,0.75,3.3152000000000008,6,2.6461388799999992,4.6183835921035116E-2,{"$f":"epw!A146-1968","v":37},13.026626426635378,0.22735752157209091,2.7363480490465539,4.7758282936385649E-2,-9.0209169046554738E-2,-1.5744470153505339E-3,2.3335275396467126E-2,1.3370127939930352,-1.4272219630395899,-0.39284515637454637,-22.508369462418358,95.796778036960404,1.6719691895471491,-0.33742171182612973,-19.332840003716733,0.97402340689440525,0.22644735110355324,1.3423675956030243,76.911997783177327,null,{"$f":"IF(Z146<0,0,epw!O146*SIN(RADIANS(SolarPosition!Z146)))+epw!P146","v":21},0,0,-19.870745962597294,"-","-","-","-",0,0,0,0,null,null,null,null,null,null,null,null,null,null,null,null,5.916666666667008,8.4600893096025214,{"$f":"(epw!G150+273.15)^4*(5.67/(10^8))-epw!M150","v":62.279330863034545}]
[43.462000000000003,0.75855499950177552,142.22399999999999,2.4822770753564147,6,0.79166666666666696,3.3152000000000008,6,2.6461388799999992,4.6183835921035116E-2,{"$f":"epw!A147-1968","v":37},13.026626426635378,0.22735752157209091,2.7363480490465539,4.7758282936385649E-2,-9.0209169046554738E-2,-1.5744470153505339E-3,2.3335275396467126E-2,1.3370127939930352,-1.4272219630395899,-0.39284515637454637,-22.508369462418358,110.79677803696052,1.9337685773463007,-0.52522603565090165,-30.093235133184375,0.99817600665726702,6.0371017332422491E-2,1.5103885772167587,86.538890899289527,null,{"$f":"IF(Z147<0,0,epw!O147*SIN(RADIANS(SolarPosition!Z147)))+epw!P147","v":0},0,0,-30.588516275707264,"-","-","-","-",0,0,0,0,null,null,null,null,null,null,null,null,null,null,null,null,5.958333333333675,8.4578848062956986,{"$f":"(epw!G151+273.15)^4*(5.67/(10^8))-epw!M151","v":71.407668973096463}]
[43.462000000000003,0.75855499950177552,142.22399999999999,2.4822770753564147,6,0.83333333333333404,3.3152000000000008,6,2.6461388799999992,4.6183835921035116E-2,{"$f":"epw!A148-1968","v":37},13.026626426635378,0.22735752157209091,2.7363480490465539,4.7758282936385649E-2,-9.0209169046554738E-2,-1.5744470153505339E-3,2.3335275396467126E-2,1.3370127939930352,-1.4272219630395899,-0.39284515637454637,-22.508369462418358,125.79677803696067,2.1955679651454525,-0.71489384303919501,-40.960400006033801,0.99224997259334069,-0.12425776389632413,1.695376089471019,97.137894614083223,null,{"$f":"IF(Z148<0,0,epw!O148*SIN(RADIANS(SolarPosition!Z148)))+epw!P148","v":0},0,0,-41.395872585711736,"-","-","-","-",0,0,0,0,null,null,null,null,null,null,null,null,null,null,null,null,6.0000000000003419,8.4556798390135626,{"$f":"(epw!G152+273.15)^4*(5.67/(10^8))-epw!M152","v":65.103833571788527}]
[43.462000000000003,0.75855499950177552,142.22399999999999,2.4822770753564147,6,0.875,3.3152000000000008,6,2.6461388799999992,4.6183835921035116E-2,{"$f":"epw!A149-1968","v":37},13.026626426635378,0.22735752157209091,2.7363480490465539,4.7758282936385649E-2,-9.0209169046554738E-2,-1.5744470153505339E-3,2.3335275396467126E-2,1.3370127939930352,-1.4272219630395899,-0.39284515637454637,-22.508369462418358,140.7967780369604,2.4573673529445972,-0.89937409132544721,-51.530339636361589,0.93863322330705012,-0.34491690608640424,1.9229465839523661,110.17672348956961,null,{"$f":"IF(Z149<0,0,epw!O149*SIN(RADIANS(SolarPosition!Z149)))+epw!P149","v":0},0,0,-51.876435248635204,"-","-","-","-",0,0,0,0,null,null,null,null,null,null,null,null,null,null,null,null,6.0416666666670089,8.4534744088904752,{"$f":"(epw!G153+273.15)^4*(5.67/(10^8))-epw!M153","v":60.372198287984077}]
[43.462000000000003,0.75855499950177552,142.22399999999999,2.4822770753564147,6,0.91666666666666696,3.3152000000000008,6,2.6461388799999992,4.6183835921035116E-2,{"$f":"epw!A150-1968","v":37},13.026626426635378,0.22735752157209091,2.7363480490465539,4.7758282936385649E-2,-9.0209169046554738E-2,-1.5744470153505339E-3,2.3335275396467126E-2,1.3370127939930352,-1.4272219630395899,-0.39284515637454637,-22.508369462418358,155.79677803696052,2.719166740743749,-1.0652865951052233,-61.036425871391074,0.78211924242749775,-0.62312879136229593,2.2435330877760107,128.54497712751908,null,{"$f":"IF(Z150<0,0,epw!O150*SIN(RADIANS(SolarPosition!Z150)))+epw!P150","v":0},0,0,-61.233898109598023,"-","-","-","-",0,0,0,0,null,null,null,null,null,null,null,null,null,null,null,null,6.0833333333336759,8.4512685170610329,{"$f":"(epw!G154+273.15)^4*(5.67/(10^8))-epw!M154","v":46.360504000049957}]
[43.462000000000003,0.75855499950177552,142.22399999999999,2.4822770753564147,6,0.95833333333333404,3.3152000000000008,6,2.6461388799999992,4.6183835921035116E-2,{"$f":"epw!A151-1968","v":37},13.026626426635378,0.22735752157209091,2.7363480490465539,4.7758282936385649E-2,-9.0209169046554738E-2,-1.5744470153505339E-3,2.3335275396467126E-2,1.3370127939930352,-1.4272219630395899,-0.39284515637454637,-22.508369462418358,170.79677803696069,2.9809661285429012,-1.181663693373745,-67.704342434156615,0.38945370995160489,-0.9210460400028494,2.7415542544715041,157.0794880873521,null,{"$f":"IF(Z151<0,0,epw!O151*SIN(RADIANS(SolarPosition!Z151)))+epw!P151","v":0},0,0,-67.647508524496018,"-","-","-","-",0,0,0,0,null,null,null,null,null,null,null,null,null,null,null,null,6.1250000000003428,8.4490621646600914,{"$f":"(epw!G155+273.15)^4*(5.67/(10^8))-epw!M155","v":63.523062079482258}]
[43.462000000000003,0.75855499950177552,142.22399999999999,2.4822770753564147,6,0,3.3152000000000008,6,2.6461388799999992,4.6183835921035116E-2,{"$f":"epw!A152-1968","v":37},13.026626426635378,0.22735752157209091,2.7363480490465539,4.7758282936385649E-2,-9.0209169046554738E-2,-1.5744470153505339E-3,2.3335275396467126E-2,1.3370127939930352,-1.4272219630395899,-0.39284515637454637,-22.508369462418358,-174.2032219630396,-3.0404197908375408,-1.1956152137642102,-68.503705670320969,-0.25462897815219138,-0.96703882211893311,-2.8841286377706012,-165.24839851707085,null,{"$f":"IF(Z152<0,0,epw!O152*SIN(RADIANS(SolarPosition!Z152)))+epw!P152","v":0},0,0,-68.156264243154425,"-","-","-","-",0,0,0,0,null,null,null,null,null,null,null,null,null,null,null,null,6.1666666666670098,8.4468553528227233,{"$f":"(epw!G156+273.15)^4*(5.67/(10^8))-epw!M156","v":60.048580968219369}]
[43.462000000000003,0.75855499950177552,142.22399999999999,2.4822770753564147,7,4.1666666666666664E-2,3.3152000000000008,7,3.6317388799999994,6.3385801028691222E-2,{"$f":"epw!A153-1968","v":37},13.026673516413156,0.22735834344375713,3.7555067264262934,6.5545957456932757E-2,-0.1237678464262939,-2.1601564282415259E-3,2.4652029930130989E-2,1.4124572714266914,-1.5362251178529853,-0.39069993936028979,-22.385457581361798,-159.31222511785299,-2.780522866984946,-1.0969631147341943,-62.851356755794427,-0.71587334949985626,-0.69823015365698538,-2.343718543127256,-134.28518088774177,null,{"$f":"IF(Z153<0,0,epw!O153*SIN(RADIANS(SolarPosition!Z153)))+epw!P153","v":0},0,0,-62.382441405247647,"-","-","-","-",0,0,0,0,null,null,null,null,null,null,null,null,null,null,null,null,6.2083333333336768,8.4446480826842389,{"$f":"(epw!G157+273.15)^4*(5.67/(10^8))-epw!M157","v":43.242691537877704}]
[43.462000000000003,0.75855499950177552,142.22399999999999,2.4822770753564147,7,8.3333333333333329E-2,3.3152000000000008,7,3.6317388799999994,6.3385801028691222E-2,{"$f":"epw!A154-1968","v":37},13.026673516413156,0.22735834344375713,3.7555067264262934,6.5545957456932757E-2,-0.1237678464262939,-2.1601564282415259E-3,2.4652029930130989E-2,1.4124572714266914,-1.5362251178529853,-0.39069993936028979,-22.385457581361798,-144.31222511785299,-2.5187234791857964,-0.93916820316183358,-53.810374294058121,-0.91353745048204615,-0.40675462697646414,-1.9896950331899037,-114.00112791992373,null,{"$f":"IF(Z154<0,0,epw!O154*SIN(RADIANS(SolarPosition!Z154)))+epw!P154","v":0},0,0,-53.336664723722087,"-","-","-","-",0,0,0,0,null,null,null,null,null,null,null,null,null,null,null,null,6.2500000000003437,8.4424403553802048,{"$f":"(epw!G158+273.15)^4*(5.67/(10^8))-epw!M158","v":56.933967667761635}]
[43.462000000000003,0.75855499950177552,142.22399999999999,2.4822770753564147,7,0.125,3.3152000000000008,7,3.6317388799999994,6.3385801028691222E-2,{"$f":"epw!A155-1968","v":37},13.026673516413156,0.22735834344375713,3.7555067264262934,6.5545957456932757E-2,-0.1237678464262939,-2.1601564282415259E-3,2.4652029930130989E-2,1.4124572714266914,-1.5362251178529853,-0.39069993936028979,-22.385457581361798,-129.31222511785299,-2.2569240913866468,-0.75757410323756169,-43.405798783920403,-0.98471533907449582,-0.17417147008451342,-1.7458606419611411,-100.03044640237391,null,{"$f":"IF(Z155<0,0,epw!O155*SIN(RADIANS(SolarPosition!Z155)))+epw!P155","v":0},0,0,-42.968515144824302,"-","-","-","-",0,0,0,0,null,null,null,null,null,null,null,null,null,null,null,null,6.2916666666670107,8.440232172046402,{"$f":"(epw!G159+273.15)^4*(5.67/(10^8))-epw!M159","v":46.903860933584042}]
[43.462000000000003,0.75855499950177552,142.22399999999999,2.4822770753564147,7,0.16666666666666699,3.3152000000000008,7,3.6317388799999994,6.3385801028691222E-2,{"$f":"epw!A156-1968","v":37},13.026673516413156,0.22735834344375713,3.7555067264262934,6.5545957456932757E-2,-0.1237678464262939,-2.1601564282415259E-3,2.4652029930130989E-2,1.4124572714266914,-1.5362251178529853,-0.39069993936028979,-22.385457581361798,-114.31222511785286,-1.9951247035874953,-0.56839316583932364,-32.566529506672723,-0.99985074753134928,1.7276650746071764E-2,-1.5535188164699156,-89.010071577884887,null,{"$f":"IF(Z156<0,0,epw!O156*SIN(RADIANS(SolarPosition!Z156)))+epw!P156","v":0},0,0,-32.180820981508433,"-","-","-","-",0,0,0,0,null,null,null,null,null,null,null,null,null,null,null,null,6.3333333333336777,8.4380235338188427,{"$f":"(epw!G160+273.15)^4*(5.67/(10^8))-epw!M160","v":55.304761341171172}]
[43.462000000000003,0.75855499950177552,142.22399999999999,2.4822770753564147,7,0.20833333333333401,3.3152000000000008,7,3.6317388799999994,6.3385801028691222E-2,{"$f":"epw!A157-1968","v":37},13.026673516413156,0.22735834344375713,3.7555067264262934,6.5545957456932757E-2,-0.1237678464262939,-2.1601564282415259E-3,2.4652029930130989E-2,1.4124572714266914,-1.5362251178529853,-0.39069993936028979,-22.385457581361798,-99.312225117852762,-1.7333253157883441,-0.3796181995198003,-21.750520658839772,-0.98239769393622922,0.18680142116370249,-1.3828910845224438,-79.233822669405228,null,{"$f":"IF(Z157<0,0,epw!O157*SIN(RADIANS(SolarPosition!Z157)))+epw!P157","v":0},0,0,-21.426177173786172,"-","-","-","-",0,0,0,0,null,null,null,null,null,null,null,null,null,null,null,null,6.3750000000003446,8.4358144418337986,{"$f":"(epw!G161+273.15)^4*(5.67/(10^8))-epw!M161","v":62.51034523152066}]
[43.462000000000003,0.75855499950177552,142.22399999999999,2.4822770753564147,7,0.25,3.3152000000000008,7,3.6317388799999994,6.3385801028691222E-2,{"$f":"epw!A158-1968","v":37},13.026673516413156,0.22735834344375713,3.7555067264262934,6.5545957456932757E-2,-0.1237678464262939,-2.1601564282415259E-3,2.4652029930130989E-2,1.4124572714266914,-1.5362251178529853,-0.39069993936028979,-22.385457581361798,-84.312225117852989,-1.4715259279891988,-0.19671867023890285,-11.271149556114928,-0.93818505453222201,0.34613408305506616,-1.2173490055450871,-69.748960212181331,null,{"$f":"IF(Z158<0,0,epw!O158*SIN(RADIANS(SolarPosition!Z158)))+epw!P158","v":0},0,0,-11.018407654127518,"-","-","-","-",0,0,0,0,null,null,null,null,null,null,null,null,null,null,null,null,6.4166666666670116,8.4336048972277453,{"$f":"(epw!G162+273.15)^4*(5.67/(10^8))-epw!M162","v":66.782694413834463}]
[43.462000000000003,0.75855499950177552,142.22399999999999,2.4822770753564147,7,0.29166666666666702,3.3152000000000008,7,3.6317388799999994,6.3385801028691222E-2,{"$f":"epw!A159-1968","v":37},13.026673516413156,0.22735834344375713,3.7555067264262934,6.5545957456932757E-2,-0.1237678464262939,-2.1601564282415259E-3,2.4652029930130989E-2,1.4124572714266914,-1.5362251178529853,-0.39069993936028979,-22.385457581361798,-69.312225117852847,-1.209726540190047,-2.4874223067302713E-2,-1.4251880004234025,-0.86528890950770898,0.50127348132826621,-1.0457264363460832,-59.915711327886505,null,{"$f":"IF(Z159<0,0,epw!O159*SIN(RADIANS(SolarPosition!Z159)))+epw!P159","v":0},2.7777777777777777,0.01,-1.2565752261091188,3,5.2335956242943828E-2,0.13746473821734803,3.882812966733875E-2,0,0.01,0,2.7777777777777777,null,null,null,null,null,null,null,null,null,null,null,null,6.4583333333336785,8.4313949011374092,{"$f":"(epw!G163+273.15)^4*(5.67/(10^8))-epw!M163","v":56.380303478271458}]
[43.462000000000003,0.75855499950177552,142.22399999999999,2.4822770753564147,7,0.33333333333333398,3.3152000000000008,7,3.6317388799999994,6.3385801028691222E-2,{"$f":"epw!A160-1968","v":37},13.026673516413156,0.22735834344375713,3.7555067264262934,6.5545957456932757E-2,-0.1237678464262939,-2.1601564282415259E-3,2.4652029930130989E-2,1.4124572714266914,-1.5362251178529853,-0.39069993936028979,-22.385457581361798,-54.312225117852755,-0.94792715239089576,0.12991654581387352,7.4436697640529559,-0.75738493781984295,0.6529686485304117,-0.85929887710677144,-49.234198998548798,null,{"$f":"IF(Z160<0,0,epw!O160*SIN(RADIANS(SolarPosition!Z160)))+epw!P160","v":0},27.777777777777779,0.1,7.5130354060098528,7.5130354060098528,0.13075175320817822,0.36030604816857648,0.15541721203766515,0.04,0.09,11.111111111111111,25,null,null,null,null,null,null,null,null,null,null,null,null,6.5000000000003455,8.4291844546997527,{"$f":"(epw!G164+273.15)^4*(5.67/(10^8))-epw!M164","v":57.099081639486428}]
[43.462000000000003,0.75855499950177552,142.22399999999999,2.4822770753564147,7,0.375,3.3152000000000008,7,3.6317388799999994,6.3385801028691222E-2,{"$f":"epw!A161-1968","v":37},13.026673516413156,0.22735834344375713,3.7555067264262934,6.5545957456932757E-2,-0.1237678464262939,-2.1601564282415259E-3,2.4652029930130989E-2,1.4124572714266914,-1.5362251178529853,-0.39069993936028979,-22.385457581361798,-39.312225117852996,-0.68612776459175062,0.26021997750662829,14.909506456119015,-0.60621279503756009,0.79530248782004254,-0.65128993088352305,-37.316164278992964,null,{"$f":"IF(Z161<0,0,epw!O161*SIN(RADIANS(SolarPosition!Z161)))+epw!P161","v":0},66.666666666666671,0.24000000000000002,14.863360964063245,14.863360964063245,0.25651477036052961,0.76022291837363898,0.19012774592986548,7.0000000000000007E-2,0.22,19.444444444444443,61.111111111111107,null,null,null,null,null,null,null,null,null,null,null,null,6.5416666666670125,8.4269735590519534,{"$f":"(epw!G165+273.15)^4*(5.67/(10^8))-epw!M165","v":61.372198287984077}]
[43.462000000000003,0.75855499950177552,142.22399999999999,2.4822770753564147,7,0.41666666666666702,3.3152000000000008,7,3.6317388799999994,6.3385801028691222E-2,{"$f":"epw!A162-1968","v":37},13.026673516413156,0.22735834344375713,3.7555067264262934,6.5545957456932757E-2,-0.1237678464262939,-2.1601564282415259E-3,2.4652029930130989E-2,1.4124572714266914,-1.5362251178529853,-0.39069993936028979,-22.385457581361798,-24.312225117852865,-0.42432837679259888,0.35719554006461368,20.465796906598467,-0.40633071501535872,0.9137260804174886,-0.4184347208271546,-23.974543505130804,null,{"$f":"IF(Z162<0,0,epw!O162*SIN(RADIANS(SolarPosition!Z162)))+epw!P162","v":127.90148655090282},100,0.36,20.291034740032728,20.291034740032728,0.34678889274562186,1.0798122088976614,0.21095215031355818,0.09,0.33,25,91.666666666666671,null,null,null,null,null,null,null,null,null,null,null,null,6.5833333333336794,8.424762215331425,{"$f":"(epw!G166+273.15)^4*(5.67/(10^8))-epw!M166","v":55.226032673916961}]
[43.462000000000003,0.75855499950177552,142.22399999999999,2.4822770753564147,7,0.45833333333333398,3.3152000000000008,7,3.6317388799999994,6.3385801028691222E-2,{"$f":"epw!A163-1968","v":37},13.026673516413156,0.22735834344375713,3.7555067264262934,6.5545957456932757E-2,-0.1237678464262939,-2.1601564282415259E-3,2.4652029930130989E-2,1.4124572714266914,-1.5362251178529853,-0.39069993936028979,-22.385457581361798,-9.3122251178527566,-0.16252898899344759,0.41186892256016339,23.598350975297897,-0.16327443751463741,0.98658069008788052,-0.16400872390381438,-9.3970076830149427,null,{"$f":"IF(Z163<0,0,epw!O163*SIN(RADIANS(SolarPosition!Z163)))+epw!P163","v":142},158.33333333333337,0.57000000000000006,23.29230121324861,23.29230121324861,0.39542208810795187,1.2633207104955277,0.2929277835346763,0.22,0.48,61.111111111111107,133.33333333333334,null,null,null,null,null,null,null,null,null,null,null,null,6.6250000000003464,8.4225504246758227,{"$f":"(epw!G167+273.15)^4*(5.67/(10^8))-epw!M167","v":58.239209932107656}]
[43.462000000000003,0.75855499950177552,142.22399999999999,2.4822770753564147,7,0.5,3.3152000000000008,7,3.6317388799999994,6.3385801028691222E-2,{"$f":"epw!A164-1968","v":37},13.026673516413156,0.22735834344375713,3.7555067264262934,6.5545957456932757E-2,-0.1237678464262939,-2.1601564282415259E-3,2.4652029930130989E-2,1.4124572714266914,-1.5362251178529853,-0.39069993936028979,-22.385457581361798,5.6877748821470044,9.9270398805697671E-2,0.41792314749278392,23.945232512159929,0.10026871182669556,0.99496039389948321,0.10043749037732042,5.7546443035062786,null,{"$f":"IF(Z164<0,0,epw!O164*SIN(RADIANS(SolarPosition!Z164)))+epw!P164","v":330.12444798998956},166.66666666666666,0.6,23.52193246547229,23.52193246547229,0.39910008455373197,1.2775229222795219,0.30550341238901962,0.25,0.5,69.444444444444443,138.88888888888889,null,null,null,null,null,null,null,null,null,null,null,null,6.6666666666670134,8.4203381882230204,{"$f":"(epw!G168+273.15)^4*(5.67/(10^8))-epw!M168","v":82.670908512594224}]
[43.462000000000003,0.75855499950177552,142.22399999999999,2.4822770753564147,7,0.54166666666666696,3.3152000000000008,7,3.6317388799999994,6.3385801028691222E-2,{"$f":"epw!A165-1968","v":37},13.026673516413156,0.22735834344375713,3.7555067264262934,6.5545957456932757E-2,-0.1237678464262939,-2.1601564282415259E-3,2.4652029930130989E-2,1.4124572714266914,-1.5362251178529853,-0.39069993936028979,-22.385457581361798,20.68777488214711,0.36106978660484895,0.37459138793080315,21.462505570382785,0.35099215803824257,0.93637839840294101,0.35863046306297774,20.548011938330987,null,{"$f":"IF(Z165<0,0,epw!O165*SIN(RADIANS(SolarPosition!Z165)))+epw!P165","v":362.61456509727657},133.33333333333334,0.48000000000000004,20.951173176763266,20.951173176763266,0.35757223270335914,1.1198146108904923,0.27278726157030475,0.19,0.41,52.777777777777779,113.88888888888889,null,null,null,null,null,null,null,null,null,null,null,null,6.7083333333336803,8.4181255071111263,{"$f":"(epw!G169+273.15)^4*(5.67/(10^8))-epw!M169","v":69.852328535693118}]
[43.462000000000003,0.75855499950177552,142.22399999999999,2.4822770753564147,7,0.58333333333333404,3.3152000000000008,7,3.6317388799999994,6.3385801028691222E-2,{"$f":"epw!A166-1968","v":37},13.026673516413156,0.22735834344375713,3.7555067264262934,6.5545957456932757E-2,-0.1237678464262939,-2.1601564282415259E-3,2.4652029930130989E-2,1.4124572714266914,-1.5362251178529853,-0.39069993936028979,-22.385457581361798,35.687774882147274,0.62286917440400125,0.28706003092905885,16.447328239129948,0.56242093381573088,0.82685107075327724,0.59731079028809264,34.223387341131513,null,{"$f":"IF(Z166<0,0,epw!O166*SIN(RADIANS(SolarPosition!Z166)))+epw!P166","v":334.82019892793187},113.8888888888889,0.41000000000000003,15.882686351366706,15.882686351366706,0.27366858703241598,0.81885215380970522,0.30444268379258299,0.27,0.34,75,94.444444444444443,null,null,null,null,null,null,null,null,null,null,null,null,6.7500000000003473,8.4159123824784796,{"$f":"(epw!G170+273.15)^4*(5.67/(10^8))-epw!M170","v":77.340921679905534}]
[43.462000000000003,0.75855499950177552,142.22399999999999,2.4822770753564147,7,0.625,3.3152000000000008,7,3.6317388799999994,6.3385801028691222E-2,{"$f":"epw!A167-1968","v":37},13.026673516413156,0.22735834344375713,3.7555067264262934,6.5545957456932757E-2,-0.1237678464262939,-2.1601564282415259E-3,2.4652029930130989E-2,1.4124572714266914,-1.5362251178529853,-0.39069993936028979,-22.385457581361798,50.687774882147004,0.88466856220314594,0.16396124046708349,9.3942870824934861,0.72512581104602991,0.68861640857217254,0.8112170779199197,46.479314833746642,null,{"$f":"IF(Z167<0,0,epw!O167*SIN(RADIANS(SolarPosition!Z167)))+epw!P167","v":198.68709317503334},66.666666666666671,0.24000000000000002,8.8070273848735727,8.8070273848735727,0.15310704233604683,0.42755662973702485,0.31853907137282761,0.33,0.19,91.666666666666671,52.777777777777779,null,null,null,null,null,null,null,null,null,null,null,null,6.7916666666670142,8.4136988154636363,{"$f":"(epw!G171+273.15)^4*(5.67/(10^8))-epw!M171","v":64.108477887416825}]
[43.462000000000003,0.75855499950177552,142.22399999999999,2.4822770753564147,7,0.66666666666666696,3.3152000000000008,7,3.6317388799999994,6.3385801028691222E-2,{"$f":"epw!A168-1968","v":37},13.026673516413156,0.22735834344375713,3.7555067264262934,6.5545957456932757E-2,-0.1237678464262939,-2.1601564282415259E-3,2.4652029930130989E-2,1.4124572714266914,-1.5362251178529853,-0.39069993936028979,-22.385457581361798,65.687774882147124,1.1464679500022974,1.4345598194109643E-2,0.82194223111297804,0.84272791569630756,0.53833972555084297,1.0023305791594803,57.429311862741692,null,{"$f":"IF(Z168<0,0,epw!O168*SIN(RADIANS(SolarPosition!Z168)))+epw!P168","v":97.353009212583999},11.111111111111111,0.04,0.23512355396729387,3,5.2335956242943828E-2,0.13746473821734803,0.155312518669355,0.04,0.04,11.111111111111111,11.111111111111111,null,null,null,null,null,null,null,null,null,null,null,null,6.8333333333336812,8.4114848072053885,{"$f":"(epw!G172+273.15)^4*(5.67/(10^8))-epw!M172","v":66.103833571788527}]
[43.462000000000003,0.75855499950177552,142.22399999999999,2.4822770753564147,7,0.70833333333333404,3.3152000000000008,7,3.6317388799999994,6.3385801028691222E-2,{"$f":"epw!A169-1968","v":37},13.026673516413156,0.22735834344375713,3.7555067264262934,6.5545957456932757E-2,-0.1237678464262939,-2.1601564282415259E-3,2.4652029930130989E-2,1.4124572714266914,-1.5362251178529853,-0.39069993936028979,-22.385457581361798,80.687774882147281,1.4082673378014496,-0.15397527013417131,-8.8221331280747695,0.92338138610665288,0.38388385716484164,1.1767975644515203,67.425533784346598,null,{"$f":"IF(Z169<0,0,epw!O169*SIN(RADIANS(SolarPosition!Z169)))+epw!P169","v":37},0,0,-9.3919414126516845,"-","-","-","-",0,0,0,0,null,null,null,null,null,null,null,null,null,null,null,null,6.8750000000003482,8.4092703588427646,{"$f":"(epw!G173+273.15)^4*(5.67/(10^8))-epw!M173","v":50.223781803500913}]
[43.462000000000003,0.75855499950177552,142.22399999999999,2.4822770753564147,7,0.75,3.3152000000000008,7,3.6317388799999994,6.3385801028691222E-2,{"$f":"epw!A170-1968","v":37},13.026673516413156,0.22735834344375713,3.7555067264262934,6.5545957456932757E-2,-0.1237678464262939,-2.1601564282415259E-3,2.4652029930130989E-2,1.4124572714266914,-1.5362251178529853,-0.39069993936028979,-22.385457581361798,95.687774882147011,1.6700667256005943,-0.33469499623322913,-19.176610708311017,0.97414525997480517,0.22592258069661586,1.3429063275959667,76.942864852661614,null,{"$f":"IF(Z170<0,0,epw!O170*SIN(RADIANS(SolarPosition!Z170)))+epw!P170","v":16},0,0,-19.716414785270235,"-","-","-","-",0,0,0,0,null,null,null,null,null,null,null,null,null,null,null,null,6.9166666666670151,8.4070554715149992,{"$f":"(epw!G174+273.15)^4*(5.67/(10^8))-epw!M174","v":70.724454470892567}]
[43.462000000000003,0.75855499950177552,142.22399999999999,2.4822770753564147,7,0.79166666666666696,3.3152000000000008,7,3.6317388799999994,6.3385801028691222E-2,{"$f":"epw!A171-1968","v":37},13.026673516413156,0.22735834344375713,3.7555067264262934,6.5545957456932757E-2,-0.1237678464262939,-2.1601564282415259E-3,2.4652029930130989E-2,1.4124572714266914,-1.5362251178529853,-0.39069993936028979,-22.385457581361798,110.68777488214712,1.9318661133997457,-0.5225157660620221,-29.937948124398922,0.99821690981171485,5.9690878414970325E-2,1.5110699449831215,86.577930396598376,null,{"$f":"IF(Z171<0,0,epw!O171*SIN(RADIANS(SolarPosition!Z171)))+epw!P171","v":0},0,0,-30.434944125152455,"-","-","-","-",0,0,0,0,null,null,null,null,null,null,null,null,null,null,null,null,6.9583333333336821,8.4048401463615665,{"$f":"(epw!G175+273.15)^4*(5.67/(10^8))-epw!M175","v":62.719599013326388}]
[43.462000000000003,0.75855499950177552,142.22399999999999,2.4822770753564147,7,0.83333333333333404,3.3152000000000008,7,3.6317388799999994,6.3385801028691222E-2,{"$f":"epw!A172-1968","v":37},13.026673516413156,0.22735834344375713,3.7555067264262934,6.5545957456932757E-2,-0.1237678464262939,-2.1601564282415259E-3,2.4652029930130989E-2,1.4124572714266914,-1.5362251178529853,-0.39069993936028979,-22.385457581361798,125.68777488214728,2.1936655011988981,-0.71217919905796701,-40.804862363028846,0.99215608947555833,-0.12500517635909281,1.696129375244241,97.181054709656109,null,{"$f":"IF(Z172<0,0,epw!O172*SIN(RADIANS(SolarPosition!Z172)))+epw!P172","v":0},0,0,-41.242018788233118,"-","-","-","-",0,0,0,0,null,null,null,null,null,null,null,null,null,null,null,null,7.0000000000003491,8.4026243845221664,{"$f":"(epw!G176+273.15)^4*(5.67/(10^8))-epw!M176","v":63.600819292769756}]
[43.462000000000003,0.75855499950177552,142.22399999999999,2.4822770753564147,7,0.875,3.3152000000000008,7,3.6317388799999994,6.3385801028691222E-2,{"$f":"epw!A173-1968","v":37},13.026673516413156,0.22735834344375713,3.7555067264262934,6.5545957456932757E-2,-0.1237678464262939,-2.1601564282415259E-3,2.4652029930130989E-2,1.4124572714266914,-1.5362251178529853,-0.39069993936028979,-22.385457581361798,140.68777488214701,2.4554648889980428,-0.89662830368403568,-51.373017593069527,0.93841562361635855,-0.34550849099945491,1.9235769190599825,110.21283903091496,null,{"$f":"IF(Z173<0,0,epw!O173*SIN(RADIANS(SolarPosition!Z173)))+epw!P173","v":0},0,0,-51.721057070962253,"-","-","-","-",0,0,0,0,null,null,null,null,null,null,null,null,null,null,null,null,7.041666666667016,8.4004081871367084,{"$f":"(epw!G177+273.15)^4*(5.67/(10^8))-epw!M177","v":71.339530498533634}]
[43.462000000000003,0.75855499950177552,142.22399999999999,2.4822770753564147,7,0.91666666666666696,3.3152000000000008,7,3.6317388799999994,6.3385801028691222E-2,{"$f":"epw!A174-1968","v":37},13.026673516413156,0.22735834344375713,3.7555067264262934,6.5545957456932757E-2,-0.1237678464262939,-2.1601564282415259E-3,2.4652029930130989E-2,1.4124572714266914,-1.5362251178529853,-0.39069993936028979,-22.385457581361798,155.68777488214712,2.7172642767971942,-1.0625137303949765,-60.877552426333175,0.78220880168860218,-0.62301636460118837,2.2433893496881625,128.53674154173009,null,{"$f":"IF(Z174<0,0,epw!O174*SIN(RADIANS(SolarPosition!Z174)))+epw!P174","v":0},0,0,-61.077919768578937,"-","-","-","-",0,0,0,0,null,null,null,null,null,null,null,null,null,null,null,null,7.083333333333683,8.3981915553453472,{"$f":"(epw!G178+273.15)^4*(5.67/(10^8))-epw!M178","v":47.108030600065206}]
[43.462000000000003,0.75855499950177552,142.22399999999999,2.4822770753564147,7,0.95833333333333404,3.3152000000000008,7,3.6317388799999994,6.3385801028691222E-2,{"$f":"epw!A175-1968","v":37},13.026673516413156,0.22735834344375713,3.7555067264262934,6.5545957456932757E-2,-0.1237678464262939,-2.1601564282415259E-3,2.4652029930130989E-2,1.4124572714266914,-1.5362251178529853,-0.39069993936028979,-22.385457581361798,170.68777488214729,2.9790636645963464,-1.1790824611001478,-67.556448718936537,0.3919095387493936,-0.92000375729517292,2.7388863990503314,156.92663123136779,null,{"$f":"IF(Z175<0,0,epw!O175*SIN(RADIANS(SolarPosition!Z175)))+epw!P175","v":0},0,0,-67.504773736880082,"-","-","-","-",0,0,0,0,null,null,null,null,null,null,null,null,null,null,null,null,7.1250000000003499,8.3959744902884506,{"$f":"(epw!G179+273.15)^4*(5.67/(10^8))-epw!M179","v":46.906137646429272}]
[43.462000000000003,0.75855499950177552,142.22399999999999,2.4822770753564147,7,0,3.3152000000000008,7,3.6317388799999994,6.3385801028691222E-2,{"$f":"epw!A176-1968","v":37},13.026673516413156,0.22735834344375713,3.7555067264262934,6.5545957456932757E-2,-0.1237678464262939,-2.1601564282415259E-3,2.4652029930130989E-2,1.4124572714266914,-1.5362251178529853,-0.39069993936028979,-22.385457581361798,-174.31222511785299,-3.0423222547840951,-1.1938600559726877,-68.403142536487238,-0.24896916984835402,-0.96851141060135149,-2.8899768891636484,-165.58347863942396,null,{"$f":"IF(Z176<0,0,epw!O176*SIN(RADIANS(SolarPosition!Z176)))+epw!P176","v":0},0,0,-68.062112713723039,"-","-","-","-",0,0,0,0,null,null,null,null,null,null,null,null,null,null,null,null,7.1666666666670169,8.3937569931066029,{"$f":"(epw!G180+273.15)^4*(5.67/(10^8))-epw!M180","v":62.733670244074659}]
[43.462000000000003,0.75855499950177552,142.22399999999999,2.4822770753564147,8,4.1666666666666664E-2,3.3152000000000008,8,4.6173388799999993,8.0587766136347341E-2,{"$f":"epw!A177-1968","v":37},13.026720606190933,0.22735916531542338,4.7746265364020246,8.3332953613308211E-2,-0.15728765640202536,-2.7451874769608801E-3,2.5934028948917838E-2,1.4859104045430906,-1.643198060945116,-0.38842649745459396,-22.255198955197248,-159.41919806094512,-2.7823898970524521,-1.0960469882900481,-62.798866577044514,-0.71172667056764494,-0.7024565085488893,-2.3496394488228294,-134.62442379499311,null,{"$f":"IF(Z177<0,0,epw!O177*SIN(RADIANS(SolarPosition!Z177)))+epw!P177","v":0},0,0,-62.334700330851653,"-","-","-","-",0,0,0,0,null,null,null,null,null,null,null,null,null,null,null,null,7.2083333333336839,8.3915390649406234,{"$f":"(epw!G181+273.15)^4*(5.67/(10^8))-epw!M181","v":59.981757239611738}]
[43.462000000000003,0.75855499950177552,142.22399999999999,2.4822770753564147,8,8.3333333333333329E-2,3.3152000000000008,8,4.6173388799999993,8.0587766136347341E-2,{"$f":"epw!A178-1968","v":37},13.026720606190933,0.22735916531542338,4.7746265364020246,8.3332953613308211E-2,-0.15728765640202536,-2.7451874769608801E-3,2.5934028948917838E-2,1.4859104045430906,-1.643198060945116,-0.38842649745459396,-22.255198955197248,-144.41919806094512,-2.5205905092533025,-0.93881778877412136,-53.790297028561547,-0.91157546867100636,-0.41113278258639813,-1.994492705888482,-114.27601431703742,null,{"$f":"IF(Z178<0,0,epw!O178*SIN(RADIANS(SolarPosition!Z178)))+epw!P178","v":0},0,0,-53.319964239583662,"-","-","-","-",0,0,0,0,null,null,null,null,null,null,null,null,null,null,null,null,7.2500000000003508,8.3893207069315459,{"$f":"(epw!G182+273.15)^4*(5.67/(10^8))-epw!M182","v":59.640704081640479}]
[43.462000000000003,0.75855499950177552,142.22399999999999,2.4822770753564147,8,0.125,3.3152000000000008,8,4.6173388799999993,8.0587766136347341E-2,{"$f":"epw!A179-1968","v":37},13.026720606190933,0.22735916531542338,4.7746265364020246,8.3332953613308211E-2,-0.15728765640202536,-2.7451874769608801E-3,2.5934028948917838E-2,1.4859104045430906,-1.643198060945116,-0.38842649745459396,-22.255198955197248,-129.41919806094512,-2.258791121454153,-0.75746400338902442,-43.399490527274182,-0.98402381673991757,-0.17803687283426753,-1.7497874168936514,-100.25543403310451,null,{"$f":"IF(Z179<0,0,epw!O179*SIN(RADIANS(SolarPosition!Z179)))+epw!P179","v":0},0,0,-42.964942882066062,"-","-","-","-",0,0,0,0,null,null,null,null,null,null,null,null,null,null,null,null,7.2916666666670178,8.387101920220621,{"$f":"(epw!G183+273.15)^4*(5.67/(10^8))-epw!M183","v":63.089054160697032}]
[43.462000000000003,0.75855499950177552,142.22399999999999,2.4822770753564147,8,0.16666666666666699,3.3152000000000008,8,4.6173388799999993,8.0587766136347341E-2,{"$f":"epw!A180-1968","v":37},13.026720606190933,0.22735916531542338,4.7746265364020246,8.3332953613308211E-2,-0.15728765640202536,-2.7451874769608801E-3,2.5934028948917838E-2,1.4859104045430906,-1.643198060945116,-0.38842649745459396,-22.255198955197248,-114.41919806094499,-1.9969917336550016,-0.56833838743327991,-32.563390935197958,-0.99990352951005901,1.3889984640965641E-2,-1.55690589547882,-89.204136909972462,null,{"$f":"IF(Z180<0,0,epw!O180*SIN(RADIANS(SolarPosition!Z180)))+epw!P180","v":0},0,0,-32.180147070245006,"-","-","-","-",0,0,0,0,null,null,null,null,null,null,null,null,null,null,null,null,7.3333333333336848,8.384882705949332,{"$f":"(epw!G184+273.15)^4*(5.67/(10^8))-epw!M184","v":52.315936437627727}]
[43.462000000000003,0.75855499950177552,142.22399999999999,2.4822770753564147,8,0.20833333333333401,3.3152000000000008,8,4.6173388799999993,8.0587766136347341E-2,{"$f":"epw!A181-1968","v":37},13.026720606190933,0.22735916531542338,4.7746265364020246,8.3332953613308211E-2,-0.15728765640202536,-2.7451874769608801E-3,2.5934028948917838E-2,1.4859104045430906,-1.643198060945116,-0.38842649745459396,-22.255198955197248,-99.419198060944893,-1.7351923458558505,-0.37950215844238788,-21.74387199485389,-0.98296678796730397,0.18378327930810545,-1.385962412523801,-79.409796801383351,null,{"$f":"IF(Z181<0,0,epw!O181*SIN(RADIANS(SolarPosition!Z181)))+epw!P181","v":0},0,0,-21.421899155181425,"-","-","-","-",0,0,0,0,null,null,null,null,null,null,null,null,null,null,null,null,7.3750000000003517,8.3826630652593774,{"$f":"(epw!G185+273.15)^4*(5.67/(10^8))-epw!M185","v":57.089054160697032}]
[43.462000000000003,0.75855499950177552,142.22399999999999,2.4822770753564147,8,0.25,3.3152000000000008,8,4.6173388799999993,8.0587766136347341E-2,{"$f":"epw!A182-1968","v":37},13.026720606190933,0.22735916531542338,4.7746265364020246,8.3332953613308211E-2,-0.15728765640202536,-2.7451874769608801E-3,2.5934028948917838E-2,1.4859104045430906,-1.643198060945116,-0.38842649745459396,-22.255198955197248,-84.419198060945121,-1.4733929580567051,-0.19645291046043009,-11.255922642444105,-0.9391843906444145,0.34341327925675758,-1.2202475313524681,-69.915033507754032,null,{"$f":"IF(Z182<0,0,epw!O182*SIN(RADIANS(SolarPosition!Z182)))+epw!P182","v":0},0,0,-11.005553382222905,"-","-","-","-",0,0,0,0,null,null,null,null,null,null,null,null,null,null,null,null,7.4166666666670187,8.3804429992926668,{"$f":"(epw!G186+273.15)^4*(5.67/(10^8))-epw!M186","v":64.158414591552713}]
[43.462000000000003,0.75855499950177552,142.22399999999999,2.4822770753564147,8,0.29166666666666702,3.3152000000000008,8,4.6173388799999993,8.0587766136347341E-2,{"$f":"epw!A183-1968","v":37},13.026720606190933,0.22735916531542338,4.7746265364020246,8.3332953613308211E-2,-0.15728765640202536,-2.7451874769608801E-3,2.5934028948917838E-2,1.4859104045430906,-1.643198060945116,-0.38842649745459396,-22.255198955197248,-69.419198060944979,-1.2115935702575531,-2.437974739130875E-2,-1.39685663111707,-0.86669546723632185,0.49883761593529974,-1.0485392374540572,-60.076872959983135,null,{"$f":"IF(Z183<0,0,epw!O183*SIN(RADIANS(SolarPosition!Z183)))+epw!P183","v":0},2.7777777777777777,0.01,-1.2306817057076394,3,5.2335956242943828E-2,0.13746473821734803,3.882812966733875E-2,0,0.01,0,2.7777777777777777,null,null,null,null,null,null,null,null,null,null,null,null,7.4583333333336856,8.3782225091913389,{"$f":"(epw!G187+273.15)^4*(5.67/(10^8))-epw!M187","v":46.124236935302747}]
[43.462000000000003,0.75855499950177552,142.22399999999999,2.4822770753564147,8,0.33333333333333398,3.3152000000000008,8,4.6173388799999993,8.0587766136347341E-2,{"$f":"epw!A184-1968","v":37},13.026720606190933,0.22735916531542338,4.7746265364020246,8.3332953613308211E-2,-0.15728765640202536,-2.7451874769608801E-3,2.5934028948917838E-2,1.4859104045430906,-1.643198060945116,-0.38842649745459396,-22.255198955197248,-54.419198060944886,-0.94979418245840208,0.13071623762620871,7.4894887298109296,-0.75918701105655717,0.65087255453199988,-0.86206312797566353,-49.392578906851689,null,{"$f":"IF(Z184<0,0,epw!O184*SIN(RADIANS(SolarPosition!Z184)))+epw!P184","v":0},111.11111111111111,0.4,7.5562965320078526,7.5562965320078526,0.1315002829621057,0.3625310537457927,0.61813016656421349,2.23,0.11,619.44444444444446,30.555555555555554,null,null,null,null,null,null,null,null,null,null,null,null,7.5000000000003526,8.3760015960977441,{"$f":"(epw!G188+273.15)^4*(5.67/(10^8))-epw!M188","v":47.304772710580551}]
[43.462000000000003,0.75855499950177552,142.22399999999999,2.4822770753564147,8,0.375,3.3152000000000008,8,4.6173388799999993,8.0587766136347341E-2,{"$f":"epw!A185-1968","v":37},13.026720606190933,0.22735916531542338,4.7746265364020246,8.3332953613308211E-2,-0.15728765640202536,-2.7451874769608801E-3,2.5934028948917838E-2,1.4859104045430906,-1.643198060945116,-0.38842649745459396,-22.255198955197248,-39.419198060945128,-0.68799479465925684,0.26139579017049691,14.976875559256724,-0.60835218517458567,0.7936671964956763,-0.65398273096068693,-37.47045035848695,null,{"$f":"IF(Z185<0,0,epw!O185*SIN(RADIANS(SolarPosition!Z185)))+epw!P185","v":0},150,0.54,14.927992458114517,14.927992458114517,0.25760489568653322,0.76391956623167256,0.42597712924621561,0.75,0.35,208.33333333333331,97.222222222222214,null,null,null,null,null,null,null,null,null,null,null,null,7.5416666666670196,8.3737802611544545,{"$f":"(epw!G189+273.15)^4*(5.67/(10^8))-epw!M189","v":71.279330863034545}]
[43.462000000000003,0.75855499950177552,142.22399999999999,2.4822770753564147,8,0.41666666666666702,3.3152000000000008,8,4.6173388799999993,8.0587766136347341E-2,{"$f":"epw!A186-1968","v":37},13.026720606190933,0.22735916531542338,4.7746265364020246,8.3332953613308211E-2,-0.15728765640202536,-2.7451874769608801E-3,2.5934028948917838E-2,1.4859104045430906,-1.643198060945116,-0.38842649745459396,-22.255198955197248,-24.419198060944996,-0.4261954068601051,0.35879745554977333,20.557579903034767,-0.40863504963790365,0.91269786688006882,-0.4209580488893796,-24.119119553423221,null,{"$f":"IF(Z186<0,0,epw!O186*SIN(RADIANS(SolarPosition!Z186)))+epw!P186","v":85.527407217573653},183.33333333333334,0.66,20.379839131208119,20.379839131208119,0.34824222101732766,1.0851807621155483,0.38513159345152786,0.52,0.48,144.44444444444443,133.33333333333334,null,null,null,null,null,null,null,null,null,null,null,null,7.5833333333336865,8.3715585055042592,{"$f":"(epw!G190+273.15)^4*(5.67/(10^8))-epw!M190","v":60.306220575932116}]
[43.462000000000003,0.75855499950177552,142.22399999999999,2.4822770753564147,8,0.45833333333333398,3.3152000000000008,8,4.6173388799999993,8.0587766136347341E-2,{"$f":"epw!A187-1968","v":37},13.026720606190933,0.22735916531542338,4.7746265364020246,8.3332953613308211E-2,-0.15728765640202536,-2.7451874769608801E-3,2.5934028948917838E-2,1.4859104045430906,-1.643198060945116,-0.38842649745459396,-22.255198955197248,-9.4191980609448862,-0.16439601906095377,0.41390065805139015,23.714760844032131,-0.16543457665648761,0.98622076678930692,-0.16619864349357294,-9.5224808329811292,null,{"$f":"IF(Z187<0,0,epw!O187*SIN(RADIANS(SolarPosition!Z187)))+epw!P187","v":292.57133922805451},336.11111111111109,1.21,23.405468040179532,23.405468040179532,0.39723547501845741,1.2703172208131239,0.61899049352443414,2.12,0.37,588.88888888888891,102.77777777777777,null,null,null,null,null,null,null,null,null,null,null,null,7.6250000000003535,8.3693363302901638,{"$f":"(epw!G191+273.15)^4*(5.67/(10^8))-epw!M191","v":66.097697627252728}]
[43.462000000000003,0.75855499950177552,142.22399999999999,2.4822770753564147,8,0.5,3.3152000000000008,8,4.6173388799999993,8.0587766136347341E-2,{"$f":"epw!A188-1968","v":37},13.026720606190933,0.22735916531542338,4.7746265364020246,8.3332953613308211E-2,-0.15728765640202536,-2.7451874769608801E-3,2.5934028948917838E-2,1.4859104045430906,-1.643198060945116,-0.38842649745459396,-22.255198955197248,5.580801939054874,9.740336873819147E-2,0.4203244002587368,24.082814161193145,9.8586217392773901E-2,0.99512851317816486,9.8746617143389726E-2,5.6577644035104129,null,{"$f":"IF(Z188<0,0,epw!O188*SIN(RADIANS(SolarPosition!Z188)))+epw!P188","v":366.45053505345163},330.55555555555554,1.19,23.65608560764089,23.65608560764089,0.40124584839492611,1.2858296408833236,0.60267481670874656,1.95,0.41,541.66666666666663,113.88888888888889,null,null,null,null,null,null,null,null,null,null,null,null,7.6666666666670205,8.3671137366553818,{"$f":"(epw!G192+273.15)^4*(5.67/(10^8))-epw!M192","v":84.648250079418858}]
[43.462000000000003,0.75855499950177552,142.22399999999999,2.4822770753564147,8,0.54166666666666696,3.3152000000000008,8,4.6173388799999993,8.0587766136347341E-2,{"$f":"epw!A189-1968","v":37},13.026720606190933,0.22735916531542338,4.7746265364020246,8.3332953613308211E-2,-0.15728765640202536,-2.7451874769608801E-3,2.5934028948917838E-2,1.4859104045430906,-1.643198060945116,-0.38842649745459396,-22.255198955197248,20.580801939054979,0.35920275653734274,0.37725212480618719,21.614954563737115,0.34994963657510514,0.93676851562216357,0.35751734017049386,20.484234694512267,null,{"$f":"IF(Z189<0,0,epw!O189*SIN(RADIANS(SolarPosition!Z189)))+epw!P189","v":233.55402181053122},316.66666666666674,1.1400000000000001,21.100198531515396,21.100198531515396,0.3600000408285825,1.1288748345662105,0.64350057051948761,2.41,0.27,669.44444444444446,75,null,null,null,null,null,null,null,null,null,null,null,null,7.7083333333336874,8.3648907257433507,{"$f":"(epw!G193+273.15)^4*(5.67/(10^8))-epw!M193","v":68.779440827223709}]
[43.462000000000003,0.75855499950177552,142.22399999999999,2.4822770753564147,8,0.58333333333333404,3.3152000000000008,8,4.6173388799999993,8.0587766136347341E-2,{"$f":"epw!A190-1968","v":37},13.026720606190933,0.22735916531542338,4.7746265364020246,8.3332953613308211E-2,-0.15728765640202536,-2.7451874769608801E-3,2.5934028948917838E-2,1.4859104045430906,-1.643198060945116,-0.38842649745459396,-22.255198955197248,35.580801939055142,0.62100214433649492,0.289862192422151,16.607880266198205,0.56194887220461098,0.82717196823149519,0.59673998614912183,34.190682673039881,null,{"$f":"IF(Z190<0,0,epw!O190*SIN(RADIANS(SolarPosition!Z190)))+epw!P190","v":290.07930667277594},144.44444444444443,0.52,16.040030409840522,16.040030409840522,0.27630888594315306,0.8279636167094121,0.3824327943457092,0.54,0.37,150,102.77777777777777,null,null,null,null,null,null,null,null,null,null,null,null,7.7500000000003544,8.3626672986977262,{"$f":"(epw!G194+273.15)^4*(5.67/(10^8))-epw!M194","v":76.220250928322457}]
[43.462000000000003,0.75855499950177552,142.22399999999999,2.4822770753564147,8,0.625,3.3152000000000008,8,4.6173388799999993,8.0587766136347341E-2,{"$f":"epw!A191-1968","v":37},13.026720606190933,0.22735916531542338,4.7746265364020246,8.3332953613308211E-2,-0.15728765640202536,-2.7451874769608801E-3,2.5934028948917838E-2,1.4859104045430906,-1.643198060945116,-0.38842649745459396,-22.255198955197248,50.580801939054872,0.88280153213563983,0.16681350750420917,9.5577099457650725,0.72503713433442141,0.68870977474995232,0.81108831145550508,46.471937058792868,null,{"$f":"IF(Z191<0,0,epw!O191*SIN(RADIANS(SolarPosition!Z191)))+epw!P191","v":188.88155651573913},88.888888888888886,0.32,8.9675931657658534,8.9675931657658534,0.15587579763790743,0.43600097297759288,0.41717466363535105,0.75,0.2,208.33333333333331,55.555555555555557,null,null,null,null,null,null,null,null,null,null,null,null,7.7916666666670213,8.3604434566623667,{"$f":"(epw!G195+273.15)^4*(5.67/(10^8))-epw!M195","v":74.497533805721503}]
[43.462000000000003,0.75855499950177552,142.22399999999999,2.4822770753564147,8,0.66666666666666696,3.3152000000000008,8,4.6173388799999993,8.0587766136347341E-2,{"$f":"epw!A192-1968","v":37},13.026720606190933,0.22735916531542338,4.7746265364020246,8.3332953613308211E-2,-0.15728765640202536,-2.7451874769608801E-3,2.5934028948917838E-2,1.4859104045430906,-1.643198060945116,-0.38842649745459396,-22.255198955197248,65.580801939054993,1.1446009199347913,1.7193125143025803E-2,0.98509350733563839,0.84283973707047455,0.53816463801979153,1.0025383281989619,57.441215005901881,null,{"$f":"IF(Z192<0,0,epw!O192*SIN(RADIANS(SolarPosition!Z192)))+epw!P192","v":64.243749875700345},16.666666666666668,6.0000000000000005E-2,0.39580765597080469,3,5.2335956242943828E-2,0.13746473821734803,0.23296877800403251,0.14000000000000001,0.05,38.888888888888886,13.888888888888889,null,null,null,null,null,null,null,null,null,null,null,null,7.8333333333336883,8.3582192007813507,{"$f":"(epw!G196+273.15)^4*(5.67/(10^8))-epw!M196","v":75.103903773795764}]
[43.462000000000003,0.75855499950177552,142.22399999999999,2.4822770753564147,8,0.70833333333333404,3.3152000000000008,8,4.6173388799999993,8.0587766136347341E-2,{"$f":"epw!A193-1968","v":37},13.026720606190933,0.22735916531542338,4.7746265364020246,8.3332953613308211E-2,-0.15728765640202536,-2.7451874769608801E-3,2.5934028948917838E-2,1.4859104045430906,-1.643198060945116,-0.38842649745459396,-22.255198955197248,80.580801939055149,1.4064003077339433,-0.15115697687553439,-8.6606568189247017,0.92355875556853428,0.38345694023279897,1.1772598608896194,67.452021419133601,null,{"$f":"IF(Z193<0,0,epw!O193*SIN(RADIANS(SolarPosition!Z193)))+epw!P193","v":32},0,0,-9.2325714689683203,"-","-","-","-",0,0,0,0,null,null,null,null,null,null,null,null,null,null,null,null,7.8750000000003553,8.3559945321989701,{"$f":"(epw!G197+273.15)^4*(5.67/(10^8))-epw!M197","v":60.279330863034545}]
[43.462000000000003,0.75855499950177552,142.22399999999999,2.4822770753564147,8,0.75,3.3152000000000008,8,4.6173388799999993,8.0587766136347341E-2,{"$f":"epw!A194-1968","v":37},13.026720606190933,0.22735916531542338,4.7746265364020246,8.3332953613308211E-2,-0.15728765640202536,-2.7451874769608801E-3,2.5934028948917838E-2,1.4859104045430906,-1.643198060945116,-0.38842649745459396,-22.255198955197248,95.580801939054879,1.6681996955330882,-0.3319089757180626,-19.016983491155109,0.97429428545443997,0.2252790388181341,1.3435668991354741,76.980712813941835,null,{"$f":"IF(Z194<0,0,epw!O194*SIN(RADIANS(SolarPosition!Z194)))+epw!P194","v":10},0,0,-19.558601543788416,"-","-","-","-",0,0,0,0,null,null,null,null,null,null,null,null,null,null,null,null,7.9166666666670222,8.3537694520597228,{"$f":"(epw!G198+273.15)^4*(5.67/(10^8))-epw!M198","v":64.789295064964904}]
[43.462000000000003,0.75855499950177552,142.22399999999999,2.4822770753564147,8,0.79166666666666696,3.3152000000000008,8,4.6173388799999993,8.0587766136347341E-2,{"$f":"epw!A195-1968","v":37},13.026720606190933,0.22735916531542338,4.7746265364020246,8.3332953613308211E-2,-0.15728765640202536,-2.7451874769608801E-3,2.5934028948917838E-2,1.4859104045430906,-1.643198060945116,-0.38842649745459396,-22.255198955197248,110.58080193905499,1.9299990833322396,-0.51974955436056802,-29.779455868665899,0.99826522859793199,5.8877273818672304E-2,1.5118849831300767,86.624628642561063,null,{"$f":"IF(Z195<0,0,epw!O195*SIN(RADIANS(SolarPosition!Z195)))+epw!P195","v":0},0,0,-30.27807194701732,"-","-","-","-",0,0,0,0,null,null,null,null,null,null,null,null,null,null,null,null,7.9583333333336892,8.3515439615083285,{"$f":"(epw!G199+273.15)^4*(5.67/(10^8))-epw!M199","v":67.523062079482258}]
[43.462000000000003,0.75855499950177552,142.22399999999999,2.4822770753564147,8,0.83333333333333404,3.3152000000000008,8,4.6173388799999993,8.0587766136347341E-2,{"$f":"epw!A196-1968","v":37},13.026720606190933,0.22735916531542338,4.7746265364020246,8.3332953613308211E-2,-0.15728765640202536,-2.7451874769608801E-3,2.5934028948917838E-2,1.4859104045430906,-1.643198060945116,-0.38842649745459396,-22.255198955197248,125.58080193905515,2.1917984711313916,-0.7094076174485513,-40.646062434233244,0.99204261337556854,-0.12590255456889002,1.6970338997228873,97.232880144748805,null,{"$f":"IF(Z196<0,0,epw!O196*SIN(RADIANS(SolarPosition!Z196)))+epw!P196","v":0},0,0,-41.084793943057115,"-","-","-","-",0,0,0,0,null,null,null,null,null,null,null,null,null,null,null,null,8.0000000000003553,8.3493180616897149,{"$f":"(epw!G200+273.15)^4*(5.67/(10^8))-epw!M200","v":64.407947008849987}]
[43.462000000000003,0.75855499950177552,142.22399999999999,2.4822770753564147,8,0.875,3.3152000000000008,8,4.6173388799999993,8.0587766136347341E-2,{"$f":"epw!A197-1968","v":37},13.026720606190933,0.22735916531542338,4.7746265364020246,8.3332953613308211E-2,-0.15728765640202536,-2.7451874769608801E-3,2.5934028948917838E-2,1.4859104045430906,-1.643198060945116,-0.38842649745459396,-22.255198955197248,140.58080193905488,2.4535978589305367,-0.89381818944059244,-51.212009906970636,0.93813641441169571,-0.34626589198875257,1.9243841452203245,110.25908968301511,null,{"$f":"IF(Z197<0,0,epw!O197*SIN(RADIANS(SolarPosition!Z197)))+epw!P197","v":0},0,0,-51.561863472397647,"-","-","-","-",0,0,0,0,null,null,null,null,null,null,null,null,null,null,null,null,8.0416666666670213,8.3470917537490106,{"$f":"(epw!G201+273.15)^4*(5.67/(10^8))-epw!M201","v":72.724454470892567}]
[43.462000000000003,0.75855499950177552,142.22399999999999,2.4822770753564147,8,0.91666666666666696,3.3152000000000008,8,4.6173388799999993,8.0587766136347341E-2,{"$f":"epw!A198-1968","v":37},13.026720606190933,0.22735916531542338,4.7746265364020246,8.3332953613308211E-2,-0.15728765640202536,-2.7451874769608801E-3,2.5934028948917838E-2,1.4859104045430906,-1.643198060945116,-0.38842649745459396,-22.255198955197248,155.58080193905499,2.7153972467296876,-1.0596588122158455,-60.713977663813786,0.78216840517775332,-0.62306707980897902,2.2434541872574529,128.54045646080431,null,{"$f":"IF(Z198<0,0,epw!O198*SIN(RADIANS(SolarPosition!Z198)))+epw!P198","v":0},0,0,-60.917080742316884,"-","-","-","-",0,0,0,0,null,null,null,null,null,null,null,null,null,null,null,null,8.0833333333336874,{"$f":"$BE$2+(1/2)*$BF$2*EXP(-1*BE$4*(PI()/(365*$BI$2))^0.5)*COS(2*PI()/365*($BD198-$BH$2-BE$4/2*(365/(PI()*$BI$2))^0.5))","v":8.3448650388315659},{"$f":"(epw!G202+273.15)^4*(5.67/(10^8))-epw!M202","v":57.466836318971502}]
[43.462000000000003,0.75855499950177552,142.22399999999999,2.4822770753564147,8,0.95833333333333404,3.3152000000000008,8,4.6173388799999993,8.0587766136347341E-2,{"$f":"epw!A199-1968","v":37},13.026720606190933,0.22735916531542338,4.7746265364020246,8.3332953613308211E-2,-0.15728765640202536,-2.7451874769608801E-3,2.5934028948917838E-2,1.4859104045430906,-1.643198060945116,-0.38842649745459396,-22.255198955197248,170.58080193905516,2.9771966345288403,-1.1763871953333274,-67.402021365831629,0.3941706985406585,-0.91903724647696894,2.7364273362592435,156.78573731188081,null,{"$f":"IF(Z199<0,0,epw!O199*SIN(RADIANS(SolarPosition!Z199)))+epw!P199","v":0},0,0,-67.355344445127272,"-","-","-","-",0,0,0,0,null,null,null,null,null,null,null,null,null,null,null,null,{"$f":"BD198+1/24","v":8.1250000000003535},8.3426379180829375,{"$f":"(epw!G203+273.15)^4*(5.67/(10^8))-epw!M203","v":64.21349415920389}]
[43.462000000000003,0.75855499950177552,142.22399999999999,2.4822770753564147,8,0,3.3152000000000008,8,4.6173388799999993,8.0587766136347341E-2,{"$f":"epw!A200-1968","v":37},13.026720606190933,0.22735916531542338,4.7746265364020246,8.3332953613308211E-2,-0.15728765640202536,-2.7451874769608801E-3,2.5934028948917838E-2,1.4859104045430906,-1.643198060945116,-0.38842649745459396,-22.255198955197248,-174.41919806094512,-3.0441892848516012,-1.1919630122784446,-68.294449939255202,-0.24336396374331729,-0.96993503965530747,-2.8957600672153716,-165.91483033396037,null,{"$f":"IF(Z200<0,0,epw!O200*SIN(RADIANS(SolarPosition!Z200)))+epw!P200","v":0},0,0,-67.959800234643808,"-","-","-","-",0,0,0,0,null,null,null,null,null,null,null,null,null,null,null,null,8.1666666666670196,8.3404103926488844,{"$f":"(epw!G204+273.15)^4*(5.67/(10^8))-epw!M204","v":70.549006053045275}]
[43.462000000000003,0.75855499950177552,142.22399999999999,2.4822770753564147,9,4.1666666666666664E-2,3.3152000000000008,9,5.6029388799999991,9.7789731244003447E-2,{"$f":"epw!A201-1968","v":37},13.026767695968712,0.22735998718708966,5.7936969560527194,0.10111908774589316,-0.19075807605272033,-3.329356501889718E-3,2.7179561416841875E-2,1.5572741582016514,-1.7480322342543717,-0.38602593593753792,-22.117656911808414,-159.52403223425438,-2.7842195985453051,-1.0949944887863436,-62.738562797542635,-0.7075026333541925,-0.70671070728897567,-2.3556345138721659,-134.9679157202265,null,{"$f":"IF(Z201<0,0,epw!O201*SIN(RADIANS(SolarPosition!Z201)))+epw!P201","v":0},0,0,-62.279187508441495,"-",{"$f":"IF(AJ201=\"-\",\"-\", SIN(PI()*AJ201/180))","v":"-"},"-","-",0,0,0,0,null,null,null,null,null,null,null,null,null,null,null,null,8.2083333333336856,8.3381824636753841,{"$f":"(epw!G205+273.15)^4*(5.67/(10^8))-epw!M205","v":64.066444620498771}]
[43.462000000000003,{"$f":"A202/180*PI()","v":0.75855499950177552},142.22399999999999,{"$f":"C202/180*PI()","v":2.4822770753564147},9,8.3333333333333329E-2,{"$f":"3.71+0.2596*K202-INT((K202+3)/4)","v":3.3152000000000008},9,5.6029388799999991,{"$f":"I202/180*PI()","v":9.7789731244003447E-2},{"$f":"epw!A202-1968","v":37},{"$f":"12.3901+0.0172*(K202+I202/360)","v":13.026767695968712},{"$f":"L202/180*PI()","v":0.22735998718708966},{"$f":"I202+1.914*SIN(J202)+0.02*SIN(2*J202)","v":5.7936969560527194},{"$f":"N202/180*PI()","v":0.10111908774589316},{"$f":"I202-N202","v":-0.19075807605272033},{"$f":"P202/180*PI()","v":-3.329356501889718E-3},{"$f":"ATAN((0.043*SIN(2*(O202+M202)))/(1-0.043*COS(2*(O202+M202))))","v":2.7179561416841875E-2},{"$f":"R202/PI()*180","v":1.5572741582016514},{"$f":"P202-S202","v":-1.7480322342543717},{"$f":"ASIN(COS(O202+M202)*SIN(-23.4393*PI()/180))","v":-0.38602593593753792},{"$f":"U202/PI()*180","v":-22.117656911808414},{"$f":"(F202*24-12)/12*180+(C202-135)+T202","v":-144.52403223425438},{"$f":"W202/180*PI()","v":-2.5224202107461555},{"$f":"ASIN(SIN(B202)*SIN(U202)+COS(B202)*COS(U202)*COS(X202))","v":-0.93834574060588272},{"$f":"Y202/PI()*180","v":-53.763250660794597},{"$f":"COS(U202)*SIN(X202)/COS(Y202)","v":-0.90954683184696328},{"$f":"(SIN(Y202)*SIN(B202)-SIN(U202))/(COS(Y202)*COS(B202))","v":-0.41560144450801917},{"$f":"IF(AA202>0,PI()/2-ATAN(AB202/AA202),-PI()/2-ATAN(AB202/AA202))","v":-1.9994002872756402},{"$f":"AC202/PI()*180","v":-114.55719801813854},null,{"$f":"IF(Z202<0,0,epw!O202*SIN(RADIANS(SolarPosition!Z202)))+epw!P202","v":0},0,{"$f":"AG202*3.6/1000","v":0},-53.29632994520906,{"$f":"IF(AH202<=0,\"-\",IF(AI202<3,3,AI202))","v":"-"},"-",{"$f":"IF(AK202=\"-\",\"-\", (0.5163+0.333*AK202+0.00803*AK202*AK202)*(4.921)*AK202)","v":"-"},{"$f":"IF(AK202=\"-\",\"-\", AH202/(4.921)/AK202)","v":"-"},0,0,{"$f":"AN202*1000/3.6","v":0},{"$f":"AO202*1000/3.6","v":0},null,null,null,null,null,null,null,null,null,null,null,null,8.2500000000003517,8.3359541323086184,{"$f":"(epw!G206+273.15)^4*(5.67/(10^8))-epw!M206","v":56.010584007480247}]
[{"$f":"A202","v":43.462000000000003},0.75855499950177552,{"$f":"C202","v":142.22399999999999},2.4822770753564147,9,0.125,3.3152000000000008,9,{"$f":"0.9856*(H203-G203)","v":5.6029388799999991},9.7789731244003447E-2,{"$f":"epw!A203-1968","v":37},13.026767695968712,0.22735998718708966,5.7936969560527194,0.10111908774589316,-0.19075807605272033,-3.329356501889718E-3,2.7179561416841875E-2,1.5572741582016514,-1.7480322342543717,-0.38602593593753792,-22.117656911808414,-129.52403223425438,-2.2606208229470064,-0.75724177835905726,-43.386757970954896,-0.98329799561681275,-0.18200288958134342,-1.7538193056771652,-100.48644424386599,null,{"$f":"IF(Z203<0,0,epw!O203*SIN(RADIANS(SolarPosition!Z203)))+epw!P203","v":0},0,0,-42.954965998330763,"-","-","-","-",0,0,0,0,null,null,null,null,null,null,null,null,null,null,null,null,8.2916666666670178,8.3337253996949698,{"$f":"(epw!G207+273.15)^4*(5.67/(10^8))-epw!M207","v":54.374333535869766}]
[43.462000000000003,0.75855499950177552,142.22399999999999,2.4822770753564147,9,0.16666666666666699,3.3152000000000008,9,5.6029388799999991,9.7789731244003447E-2,{"$f":"epw!A204-1968","v":37},13.026767695968712,0.22735998718708966,5.7936969560527194,0.10111908774589316,-0.19075807605272033,-3.329356501889718E-3,2.7179561416841875E-2,1.5572741582016514,-1.7480322342543717,-0.38602593593753792,-22.117656911808414,-114.52403223425425,-1.9988214351478546,-0.56817559306241017,-32.554063504818636,-0.99994581958751905,1.0409509567924842E-2,-1.5603866292257234,-89.403568263278785,null,{"$f":"IF(Z204<0,0,epw!O204*SIN(RADIANS(SolarPosition!Z204)))+epw!P204","v":0},0,0,-32.173291730826818,"-","-","-","-",0,0,0,0,null,null,null,null,null,null,null,null,null,null,null,null,8.3333333333336839,8.3314962669810289,{"$f":"(epw!G208+273.15)^4*(5.67/(10^8))-epw!M208","v":63.966439889974538}]
[43.462000000000003,0.75855499950177552,142.22399999999999,2.4822770753564147,9,0.20833333333333401,3.3152000000000008,9,5.6029388799999991,9.7789731244003447E-2,{"$f":"epw!A205-1968","v":37},13.026767695968712,0.22735998718708966,5.7936969560527194,0.10111908774589316,-0.19075807605272033,-3.329356501889718E-3,2.7179561416841875E-2,1.5572741582016514,-1.7480322342543717,-0.38602593593753792,-22.117656911808414,-99.52403223425415,-1.7370220473487032,-0.37927846412180771,-21.731055254383598,-0.98354154393824089,0.18068212791413876,-1.3891163771146735,-79.590505661174049,null,{"$f":"IF(Z205<0,0,epw!O205*SIN(RADIANS(SolarPosition!Z205)))+epw!P205","v":0},0,0,-21.411450654877417,"-","-","-","-",0,0,0,0,null,null,null,null,null,null,null,null,null,null,null,null,8.3750000000003499,8.3292667353136043,{"$f":"(epw!G209+273.15)^4*(5.67/(10^8))-epw!M209","v":60.782694413834463}]
[43.462000000000003,0.75855499950177552,142.22399999999999,2.4822770753564147,9,0.25,3.3152000000000008,9,5.6029388799999991,9.7789731244003447E-2,{"$f":"epw!A206-1968","v":37},13.026767695968712,0.22735998718708966,5.7936969560527194,0.10111908774589316,-0.19075807605272033,-3.329356501889718E-3,2.7179561416841875E-2,1.5572741582016514,-1.7480322342543717,-0.38602593593753792,-22.117656911808414,-84.524032234254378,-1.4752226595495579,-0.19607729394508941,-11.234401401399674,-0.94020057554301573,0.34062131135409252,-1.2232186797856019,-70.085267773279497,null,{"$f":"IF(Z206<0,0,epw!O206*SIN(RADIANS(SolarPosition!Z206)))+epw!P206","v":0},0,0,-10.986393890142146,"-","-","-","-",0,0,0,0,null,null,null,null,null,null,null,null,null,null,null,null,8.416666666667016,8.3270368058396933,{"$f":"(epw!G210+273.15)^4*(5.67/(10^8))-epw!M210","v":60.479026653370681}]
[43.462000000000003,0.75855499950177552,142.22399999999999,2.4822770753564147,9,0.29166666666666702,3.3152000000000008,9,5.6029388799999991,9.7789731244003447E-2,{"$f":"epw!A207-1968","v":37},13.026767695968712,0.22735998718708966,5.7936969560527194,0.10111908774589316,-0.19075807605272033,-3.329356501889718E-3,2.7179561416841875E-2,1.5572741582016514,-1.7480322342543717,-0.38602593593753792,-22.117656911808414,-69.524032234254236,-1.2134232717504061,-2.3771453939260494E-2,-1.3620039836092614,-0.86812623626069751,0.49634346768728138,-1.0514146298065357,-60.241620806224347,null,{"$f":"IF(Z207<0,0,epw!O207*SIN(RADIANS(SolarPosition!Z207)))+epw!P207","v":0},2.7777777777777777,0.01,-1.1982487056968507,3,5.2335956242943828E-2,0.13746473821734803,3.882812966733875E-2,0,0.01,0,2.7777777777777777,null,null,null,null,null,null,null,null,null,null,null,null,8.4583333333336821,8.324806479706508,{"$f":"(epw!G211+273.15)^4*(5.67/(10^8))-epw!M211","v":53.304772710580551}]
[43.462000000000003,0.75855499950177552,142.22399999999999,2.4822770753564147,9,0.33333333333333398,3.3152000000000008,9,5.6029388799999991,9.7789731244003447E-2,{"$f":"epw!A208-1968","v":37},13.026767695968712,0.22735998718708966,5.7936969560527194,0.10111908774589316,-0.19075807605272033,-3.329356501889718E-3,2.7179561416841875E-2,1.5572741582016514,-1.7480322342543717,-0.38602593593753792,-22.117656911808414,-54.524032234254143,-0.95162388395125486,0.13163471552087674,7.5421136367514698,-0.76101630728547454,0.64873274932408054,-0.86487828272361211,-49.553875392585354,null,{"$f":"IF(Z208<0,0,epw!O208*SIN(RADIANS(SolarPosition!Z208)))+epw!P208","v":0},63.888888888888886,0.23,7.6063873205059398,7.6063873205059398,0.13236688991869783,0.36510935943362149,0.35309787681652866,0.46,0.17,127.77777777777777,47.222222222222221,null,null,null,null,null,null,null,null,null,null,null,null,8.5000000000003482,8.3225757580614648,{"$f":"(epw!G212+273.15)^4*(5.67/(10^8))-epw!M212","v":70.360504000049957}]
[43.462000000000003,0.75855499950177552,142.22399999999999,2.4822770753564147,9,0.375,3.3152000000000008,9,5.6029388799999991,9.7789731244003447E-2,{"$f":"epw!A209-1968","v":37},13.026767695968712,0.22735998718708966,5.7936969560527194,0.10111908774589316,-0.19075807605272033,-3.329356501889718E-3,2.7179561416841875E-2,1.5572741582016514,-1.7480322342543717,-0.38602593593753792,-22.117656911808414,-39.524032234254385,-0.68982449615210972,0.26269535698518454,15.051335252933583,-0.61051530570469503,0.79200445800532138,-0.65671106274633784,-37.626772254916141,null,{"$f":"IF(Z209<0,0,epw!O209*SIN(RADIANS(SolarPosition!Z209)))+epw!P209","v":0},136.11111111111111,0.49,14.999740884509006,14.999740884509006,0.25881467677908554,0.76802661485715729,0.38472801738746171,0.55000000000000004,0.35,152.77777777777777,97.222222222222214,null,null,null,null,null,null,null,null,null,null,null,null,8.5416666666670142,8.3203446420521718,{"$f":"(epw!G213+273.15)^4*(5.67/(10^8))-epw!M213","v":76.906052404492016}]
[43.462000000000003,0.75855499950177552,142.22399999999999,2.4822770753564147,9,0.41666666666666702,3.3152000000000008,9,5.6029388799999991,9.7789731244003447E-2,{"$f":"epw!A210-1968","v":37},13.026767695968712,0.22735998718708966,5.7936969560527194,0.10111908774589316,-0.19075807605272033,-3.329356501889718E-3,2.7179561416841875E-2,1.5572741582016514,-1.7480322342543717,-0.38602593593753792,-22.117656911808414,-24.52403223425425,-0.42802510835295798,0.36052656933049232,20.656650824967876,-0.41095010987300357,0.91165783449459026,-0.42349599583767827,-24.264533202188844,null,{"$f":"IF(Z210<0,0,epw!O210*SIN(RADIANS(SolarPosition!Z210)))+epw!P210","v":120.66407975464946},175,0.63,20.475956816679933,20.475956816679933,0.34981429214606169,1.0909959382919421,0.3659734964409409,0.45,0.47,125,130.55555555555554,null,null,null,null,null,null,null,null,null,null,null,null,8.5833333333336803,8.3181131328264524,{"$f":"(epw!G214+273.15)^4*(5.67/(10^8))-epw!M214","v":63.590381251847987}]
[43.462000000000003,0.75855499950177552,142.22399999999999,2.4822770753564147,9,0.45833333333333398,3.3152000000000008,9,5.6029388799999991,9.7789731244003447E-2,{"$f":"epw!A211-1968","v":37},13.026767695968712,0.22735998718708966,5.7936969560527194,0.10111908774589316,-0.19075807605272033,-3.329356501889718E-3,2.7179561416841875E-2,1.5572741582016514,-1.7480322342543717,-0.38602593593753792,-22.117656911808414,-9.5240322342541432,-0.16622572055380666,0.41605955286938934,23.838456405516148,-0.16758208383310244,0.98585812629310665,-0.1683765546666931,-9.6472659513553012,null,{"$f":"IF(Z211<0,0,epw!O211*SIN(RADIANS(SolarPosition!Z211)))+epw!P211","v":274.56700468132487},225,0.81,23.525942890374207,23.525942890374207,0.39916426261634197,1.2777711442720383,0.41236329584616865,0.63,0.56000000000000005,175,155.55555555555554,null,null,null,null,null,null,null,null,null,null,null,null,8.6250000000003464,8.3158812315323356,{"$f":"(epw!G215+273.15)^4*(5.67/(10^8))-epw!M215","v":80.636979182266941}]
[43.462000000000003,0.75855499950177552,142.22399999999999,2.4822770753564147,9,0.5,3.3152000000000008,9,5.6029388799999991,9.7789731244003447E-2,{"$f":"epw!A212-1968","v":37},13.026767695968712,0.22735998718708966,5.7936969560527194,0.10111908774589316,-0.19075807605272033,-3.329356501889718E-3,2.7179561416841875E-2,1.5572741582016514,-1.7480322342543717,-0.38602593593753792,-22.117656911808414,5.4759677657456178,9.5573667245338598E-2,0.42284774032783523,24.227390897428734,9.6944392324686102E-2,0.99528979940356921,9.7096888857287178E-2,5.5632419353733864,null,{"$f":"IF(Z212<0,0,epw!O212*SIN(RADIANS(SolarPosition!Z212)))+epw!P212","v":315.97233744907726},316.66666666666674,1.1400000000000001,23.797255528134315,23.797255528134315,0.40350146925705871,1.2945783808953628,0.57412487762875497,1.68,0.46,466.66666666666663,127.77777777777777,null,null,null,null,null,null,null,null,null,null,null,null,8.6666666666670125,8.3136489393180391,{"$f":"(epw!G216+273.15)^4*(5.67/(10^8))-epw!M216","v":74.157948537921072}]
[43.462000000000003,0.75855499950177552,142.22399999999999,2.4822770753564147,9,0.54166666666666696,3.3152000000000008,9,5.6029388799999991,9.7789731244003447E-2,{"$f":"epw!A213-1968","v":37},13.026767695968712,0.22735998718708966,5.7936969560527194,0.10111908774589316,-0.19075807605272033,-3.329356501889718E-3,2.7179561416841875E-2,1.5572741582016514,-1.7480322342543717,-0.38602593593753792,-22.117656911808414,20.475967765745725,0.35737305504448991,0.3800249650490205,21.773826606915495,0.34896965900185745,0.9371340230170534,0.35647141866315435,20.424307806439749,null,{"$f":"IF(Z213<0,0,epw!O213*SIN(RADIANS(SolarPosition!Z213)))+epw!P213","v":242},211.11111111111111,0.76,21.255674330418433,21.255674330418433,0.36253033860322015,1.1383386282249377,0.42600615174771644,0.7,0.51,194.44444444444443,141.66666666666666,null,null,null,null,null,null,null,null,null,null,null,null,8.7083333333336785,8.311416257331981,{"$f":"(epw!G217+273.15)^4*(5.67/(10^8))-epw!M217","v":52.28460181068391}]
[43.462000000000003,0.75855499950177552,142.22399999999999,2.4822770753564147,9,0.58333333333333404,3.3152000000000008,9,5.6029388799999991,9.7789731244003447E-2,{"$f":"epw!A214-1968","v":37},13.026767695968712,0.22735998718708966,5.7936969560527194,0.10111908774589316,-0.19075807605272033,-3.329356501889718E-3,2.7179561416841875E-2,1.5572741582016514,-1.7480322342543717,-0.38602593593753792,-22.117656911808414,35.475967765745885,0.61917244284364215,0.29276352688143348,16.77411448567096,0.56154804856750828,0.82744413053089172,0.59625549475614914,34.16292336101214,null,{"$f":"IF(Z214<0,0,epw!O214*SIN(RADIANS(SolarPosition!Z214)))+epw!P214","v":328.3543442396375},144.44444444444443,0.52,16.203095404635192,16.203095404635192,0.27904298550089068,0.83742333878400976,0.37868566795939967,0.52,0.37,144.44444444444443,102.77777777777777,null,null,null,null,null,null,null,null,null,null,null,null,8.7500000000003446,8.3091831867227999,{"$f":"(epw!G218+273.15)^4*(5.67/(10^8))-epw!M218","v":73.099450869127736}]
[43.462000000000003,0.75855499950177552,142.22399999999999,2.4822770753564147,9,0.625,3.3152000000000008,9,5.6029388799999991,9.7789731244003447E-2,{"$f":"epw!A215-1968","v":37},13.026767695968712,0.22735998718708966,5.7936969560527194,0.10111908774589316,-0.19075807605272033,-3.329356501889718E-3,2.7179561416841875E-2,1.5572741582016514,-1.7480322342543717,-0.38602593593753792,-22.117656911808414,50.475967765745615,0.88097183064278684,0.1697515727322966,9.7260486832686226,0.72501637391245477,0.68873162956178768,0.81105816799981967,46.470209966002152,null,{"$f":"IF(Z215<0,0,epw!O215*SIN(RADIANS(SolarPosition!Z215)))+epw!P215","v":249.52599846659217},83.333333333333329,0.3,9.1331267743016973,9.1331267743016973,0.15872893509461936,0.44472925194595669,0.38407123957339673,0.57999999999999996,0.21,161.11111111111111,58.333333333333329,null,null,null,null,null,null,null,null,null,null,null,null,8.7916666666670107,8.3069497286393155,{"$f":"(epw!G219+273.15)^4*(5.67/(10^8))-epw!M219","v":79.670908512594224}]
[43.462000000000003,0.75855499950177552,142.22399999999999,2.4822770753564147,9,0.66666666666666696,3.3152000000000008,9,5.6029388799999991,9.7789731244003447E-2,{"$f":"epw!A216-1968","v":37},13.026767695968712,0.22735998718708966,5.7936969560527194,0.10111908774589316,-0.19075807605272033,-3.329356501889718E-3,2.7179561416841875E-2,1.5572741582016514,-1.7480322342543717,-0.38602593593753792,-22.117656911808414,65.475967765745736,1.1427712184419383,2.0114466890540736E-2,1.1524740599836165,0.84300894564004913,0.53789954226681824,1.0028528235074758,57.4592342597564,null,{"$f":"IF(Z216<0,0,epw!O216*SIN(RADIANS(SolarPosition!Z216)))+epw!P216","v":96.194200527354056},16.666666666666668,6.0000000000000005E-2,0.56078515543181284,3,5.2335956242943828E-2,0.13746473821734803,0.23296877800403251,0.14000000000000001,0.05,38.888888888888886,13.888888888888889,null,null,null,null,null,null,null,null,null,null,null,null,8.8333333333336768,8.3047158842305411,{"$f":"(epw!G220+273.15)^4*(5.67/(10^8))-epw!M220","v":56.340921679905534}]
[43.462000000000003,0.75855499950177552,142.22399999999999,2.4822770753564147,9,0.70833333333333404,3.3152000000000008,9,5.6029388799999991,9.7789731244003447E-2,{"$f":"epw!A217-1968","v":37},13.026767695968712,0.22735998718708966,5.7936969560527194,0.10111908774589316,-0.19075807605272033,-3.329356501889718E-3,2.7179561416841875E-2,1.5572741582016514,-1.7480322342543717,-0.38602593593753792,-22.117656911808414,80.475967765745892,1.4045706062410905,-0.1482744762892351,-8.4955017008857681,0.9237794416986761,0.3829249836389394,1.1778357777195134,67.485019022837079,null,{"$f":"IF(Z217<0,0,epw!O217*SIN(RADIANS(SolarPosition!Z217)))+epw!P217","v":63},0,0,-9.0694481884681792,"-","-","-","-",0,0,0,0,null,null,null,null,null,null,null,null,null,null,null,null,8.8750000000003428,8.3024816546457192,{"$f":"(epw!G221+273.15)^4*(5.67/(10^8))-epw!M221","v":55.992893210252703}]
[43.462000000000003,0.75855499950177552,142.22399999999999,2.4822770753564147,9,0.75,3.3152000000000008,9,5.6029388799999991,9.7789731244003447E-2,{"$f":"epw!A218-1968","v":37},13.026767695968712,0.22735998718708966,5.7936969560527194,0.10111908774589316,-0.19075807605272033,-3.329356501889718E-3,2.7179561416841875E-2,1.5572741582016514,-1.7480322342543717,-0.38602593593753792,-22.117656911808414,95.475967765745622,1.6663699940402352,-0.32906545929550035,-18.854062001166152,0.97447021934334066,0.22451679583706252,1.3443491824132356,77.025534344141235,null,{"$f":"IF(Z218<0,0,epw!O218*SIN(RADIANS(SolarPosition!Z218)))+epw!P218","v":16},0,0,-19.397410049266021,"-","-","-","-",0,0,0,0,null,null,null,null,null,null,null,null,null,null,null,null,8.9166666666670089,8.3002470410342646,{"$f":"(epw!G222+273.15)^4*(5.67/(10^8))-epw!M222","v":59.028519659544145}]
[43.462000000000003,0.75855499950177552,142.22399999999999,2.4822770753564147,9,0.79166666666666696,3.3152000000000008,9,5.6029388799999991,9.7789731244003447E-2,{"$f":"epw!A219-1968","v":37},13.026767695968712,0.22735998718708966,5.7936969560527194,0.10111908774589316,-0.19075807605272033,-3.329356501889718E-3,2.7179561416841875E-2,1.5572741582016514,-1.7480322342543717,-0.38602593593753792,-22.117656911808414,110.47596776574574,1.9281693818393868,-0.51692914895199527,-29.61785854223881,0.99832060845703019,5.7930671754992911E-2,1.5128332038127894,86.678957685727511,null,{"$f":"IF(Z219<0,0,epw!O219*SIN(RADIANS(SolarPosition!Z219)))+epw!P219","v":0},0,0,-30.11800053174337,"-","-","-","-",0,0,0,0,null,null,null,null,null,null,null,null,null,null,null,null,8.958333333333675,8.2980120445457857,{"$f":"(epw!G223+273.15)^4*(5.67/(10^8))-epw!M223","v":76.407668973096463}]
[43.462000000000003,0.75855499950177552,142.22399999999999,2.4822770753564147,9,0.83333333333333404,3.3152000000000008,9,5.6029388799999991,9.7789731244003447E-2,{"$f":"epw!A220-1968","v":37},13.026767695968712,0.22735998718708966,5.7936969560527194,0.10111908774589316,-0.19075807605272033,-3.329356501889718E-3,2.7179561416841875E-2,1.5572741582016514,-1.7480322342543717,-0.38602593593753792,-22.117656911808414,125.47596776574589,2.1899687696385386,-0.70658078211806197,-40.484096700417737,0.99190925575738265,-0.1269489202113781,1.6980887292898206,97.293317427039696,null,{"$f":"IF(Z220<0,0,epw!O220*SIN(RADIANS(SolarPosition!Z220)))+epw!P220","v":0},0,0,-40.924295661746243,"-","-","-","-",0,0,0,0,null,null,null,null,null,null,null,null,null,null,null,null,9.0000000000003411,8.2957766663301111,{"$f":"(epw!G224+273.15)^4*(5.67/(10^8))-epw!M224","v":64.103833571788527}]
[43.462000000000003,0.75855499950177552,142.22399999999999,2.4822770753564147,9,0.875,3.3152000000000008,9,5.6029388799999991,9.7789731244003447E-2,{"$f":"epw!A221-1968","v":37},13.026767695968712,0.22735998718708966,5.7936969560527194,0.10111908774589316,-0.19075807605272033,-3.329356501889718E-3,2.7179561416841875E-2,1.5572741582016514,-1.7480322342543717,-0.38602593593753792,-22.117656911808414,140.47596776574562,2.4517681574376833,-0.89094540882890549,-51.047411702453957,0.93779572128637922,-0.34718753597581836,1.9253667435727633,110.31538842156637,null,{"$f":"IF(Z221<0,0,epw!O221*SIN(RADIANS(SolarPosition!Z221)))+epw!P221","v":0},0,0,-51.398951301912163,"-","-","-","-",0,0,0,0,null,null,null,null,null,null,null,null,null,null,null,null,9.0416666666670071,8.2935409075372508,{"$f":"(epw!G225+273.15)^4*(5.67/(10^8))-epw!M225","v":59.237044011565217}]
[43.462000000000003,0.75855499950177552,142.22399999999999,2.4822770753564147,9,0.91666666666666696,3.3152000000000008,9,5.6029388799999991,9.7789731244003447E-2,{"$f":"epw!A222-1968","v":37},13.026767695968712,0.22735998718708966,5.7936969560527194,0.10111908774589316,-0.19075807605272033,-3.329356501889718E-3,2.7179561416841875E-2,1.5572741582016514,-1.7480322342543717,-0.38602593593753792,-22.117656911808414,155.47596776574574,2.7135675452368351,-1.0567236152639881,-60.545803266432692,0.78199922015352985,-0.62327940739227894,2.2437256768069833,128.55601166617433,null,{"$f":"IF(Z222<0,0,epw!O222*SIN(RADIANS(SolarPosition!Z222)))+epw!P222","v":0},0,0,-60.751484731126645,"-","-","-","-",0,0,0,0,null,null,null,null,null,null,null,null,null,null,null,null,9.0833333333336732,8.2913047693174065,{"$f":"(epw!G226+273.15)^4*(5.67/(10^8))-epw!M226","v":64.372198287984077}]
[43.462000000000003,0.75855499950177552,142.22399999999999,2.4822770753564147,9,0.95833333333333404,3.3152000000000008,9,5.6029388799999991,9.7789731244003447E-2,{"$f":"epw!A223-1968","v":37},13.026767695968712,0.22735998718708966,5.7936969560527194,0.10111908774589316,-0.19075807605272033,-3.329356501889718E-3,2.7179561416841875E-2,1.5572741582016514,-1.7480322342543717,-0.38602593593753792,-22.117656911808414,170.47596776574591,2.9753669330359873,-1.1735798747484227,-67.2411737445764,0.39623685193934066,-0.91814833069891288,2.7341780778791791,156.65686429966868,null,{"$f":"IF(Z223<0,0,epw!O223*SIN(RADIANS(SolarPosition!Z223)))+epw!P223","v":0},0,0,-67.19933282075327,"-","-","-","-",0,0,0,0,null,null,null,null,null,null,null,null,null,null,null,null,9.1250000000003393,8.2890682528209929,{"$f":"(epw!G227+273.15)^4*(5.67/(10^8))-epw!M227","v":49.509293492743893}]
[43.462000000000003,0.75855499950177552,142.22399999999999,2.4822770753564147,9,0,3.3152000000000008,9,5.6029388799999991,9.7789731244003447E-2,{"$f":"epw!A224-1968","v":37},13.026767695968712,0.22735998718708966,5.7936969560527194,0.10111908774589316,-0.19075807605272033,-3.329356501889718E-3,2.7179561416841875E-2,1.5572741582016514,-1.7480322342543717,-0.38602593593753792,-22.117656911808414,-174.52403223425438,-3.0460189863444547,-1.1899250462135247,-68.177683084944405,-0.23782329010759351,-0.97130843849026649,-2.9014684275036924,-166.24189528642125,null,{"$f":"IF(Z224<0,0,epw!O224*SIN(RADIANS(SolarPosition!Z224)))+epw!P224","v":0},0,0,-67.84937470871337,"-","-","-","-",0,0,0,0,null,null,null,null,null,null,null,null,null,null,null,null,9.1666666666670054,8.2868313591985991,{"$f":"(epw!G228+273.15)^4*(5.67/(10^8))-epw!M228","v":71.218569183970374}]
[43.462000000000003,0.75855499950177552,142.22399999999999,2.4822770753564147,10,4.1666666666666664E-2,3.3152000000000008,10,6.5885388799999998,0.11499169635165957,{"$f":"epw!A225-1968","v":37},13.02681478574649,0.22736080905875591,6.8127074804436196,0.11890417650898835,-0.22416860044361986,-3.9124801573287874E-3,2.8386984298852551E-2,1.6264543934283855,-1.8506229938720054,-0.38349941745046268,-21.972898065637224,-159.62662299387202,-2.7860101450827548,-1.0938050638168404,-62.670413766742634,-0.70320695413943868,-0.71098521760296451,-2.3616945807637544,-135.31513197668147,null,{"$f":"IF(Z225<0,0,epw!O225*SIN(RADIANS(SolarPosition!Z225)))+epw!P225","v":0},0,0,-62.21586741475695,"-","-","-","-",0,0,0,0,null,null,null,null,null,null,null,null,null,null,null,null,9.2083333333336714,8.2845940896010131,{"$f":"(epw!G229+273.15)^4*(5.67/(10^8))-epw!M229","v":67.5043695825604}]
[43.462000000000003,0.75855499950177552,142.22399999999999,2.4822770753564147,10,8.3333333333333329E-2,3.3152000000000008,10,6.5885388799999998,0.11499169635165957,{"$f":"epw!A226-1968","v":37},13.02681478574649,0.22736080905875591,6.8127074804436196,0.11890417650898835,-0.22416860044361986,-3.9124801573287874E-3,2.8386984298852551E-2,1.6264543934283855,-1.8506229938720054,-0.38349941745046268,-21.972898065637224,-144.62662299387202,-2.5242107572836057,-0.93775094117834834,-53.729171163940073,-0.90745252525715669,-0.42015463153987714,-2.0044120419398257,-114.84435040835136,null,{"$f":"IF(Z226<0,0,epw!O226*SIN(RADIANS(SolarPosition!Z226)))+epw!P226","v":0},0,0,-53.265696316458509,"-","-","-","-",0,0,0,0,null,null,null,null,null,null,null,null,null,null,null,null,9.2500000000003375,8.282356445179234,{"$f":"(epw!G230+273.15)^4*(5.67/(10^8))-epw!M230","v":66.797881455033973}]
[43.462000000000003,0.75855499950177552,142.22399999999999,2.4822770753564147,10,0.125,3.3152000000000008,10,6.5885388799999998,0.11499169635165957,{"$f":"epw!A227-1968","v":37},13.02681478574649,0.22736080905875591,6.8127074804436196,0.11890417650898835,-0.22416860044361986,-3.9124801573287874E-3,2.8386984298852551E-2,1.6264543934283855,-1.8506229938720054,-0.38349941745046268,-21.972898065637224,-129.62662299387202,-2.2624113694844561,-0.75690629570447876,-43.367536230747703,-0.98253735050149715,-0.18606545856095577,-1.7579524729886622,-100.7232572868362,null,{"$f":"IF(Z227<0,0,epw!O227*SIN(RADIANS(SolarPosition!Z227)))+epw!P227","v":0},0,0,-42.93851861090647,"-","-","-","-",0,0,0,0,null,null,null,null,null,null,null,null,null,null,null,null,9.2916666666670036,8.2801184270844317,{"$f":"(epw!G231+273.15)^4*(5.67/(10^8))-epw!M231","v":56.523062079482258}]
[43.462000000000003,0.75855499950177552,142.22399999999999,2.4822770753564147,10,0.16666666666666699,3.3152000000000008,10,6.5885388799999998,0.11499169635165957,{"$f":"epw!A228-1968","v":37},13.02681478574649,0.22736080905875591,6.8127074804436196,0.11890417650898835,-0.22416860044361986,-3.9124801573287874E-3,2.8386984298852551E-2,1.6264543934283855,-1.8506229938720054,-0.38349941745046268,-21.972898065637224,-114.62662299387189,-2.0006119816853043,-0.56790380262299778,-32.538491059728301,-0.9999766195815124,6.8381496277494713E-3,-1.5639581238737152,-89.608199833162274,null,{"$f":"IF(Z228<0,0,epw!O228*SIN(RADIANS(SolarPosition!Z228)))+epw!P228","v":0},0,0,-32.160197811948073,"-","-","-","-",0,0,0,0,null,null,null,null,null,null,null,null,null,null,null,null,9.3333333333336697,8.2778800364679732,{"$f":"(epw!G232+273.15)^4*(5.67/(10^8))-epw!M232","v":69.099081639486428}]
[43.462000000000003,0.75855499950177552,142.22399999999999,2.4822770753564147,10,0.20833333333333401,3.3152000000000008,10,6.5885388799999998,0.11499169635165957,{"$f":"epw!A229-1968","v":37},13.02681478574649,0.22736080905875591,6.8127074804436196,0.11890417650898835,-0.22416860044361986,-3.9124801573287874E-3,2.8386984298852551E-2,1.6264543934283855,-1.8506229938720054,-0.38349941745046268,-21.972898065637224,-99.626622993871791,-1.7388125938861532,-0.37894634720711712,-21.712026356866922,-0.98412076292274064,0.1775002084065338,-1.3923505872968838,-79.775812254672928,null,{"$f":"IF(Z229<0,0,epw!O229*SIN(RADIANS(SolarPosition!Z229)))+epw!P229","v":0},0,0,-21.394786503357881,"-","-","-","-",0,0,0,0,null,null,null,null,null,null,null,null,null,null,null,null,9.3750000000003357,8.2756412744814316,{"$f":"(epw!G233+273.15)^4*(5.67/(10^8))-epw!M233","v":69.5043695825604}]
[43.462000000000003,0.75855499950177552,142.22399999999999,2.4822770753564147,10,0.25,3.3152000000000008,10,6.5885388799999998,0.11499169635165957,{"$f":"epw!A230-1968","v":37},13.02681478574649,0.22736080905875591,6.8127074804436196,0.11890417650898835,-0.22416860044361986,-3.9124801573287874E-3,2.8386984298852551E-2,1.6264543934283855,-1.8506229938720054,-0.38349941745046268,-21.972898065637224,-84.626622993872019,-1.4770132060870078,-0.19559129178099904,-11.206555528563072,-0.9412322840858528,0.33775995528559694,-1.2262603550149849,-70.259542926572635,null,{"$f":"IF(Z230<0,0,epw!O230*SIN(RADIANS(SolarPosition!Z230)))+epw!P230","v":0},0,0,-10.960897692248947,"-","-","-","-",0,0,0,0,null,null,null,null,null,null,null,null,null,null,null,null,9.4166666666670018,8.2734021422765522,{"$f":"(epw!G234+273.15)^4*(5.67/(10^8))-epw!M234","v":48.670195630242517}]
[43.462000000000003,0.75855499950177552,142.22399999999999,2.4822770753564147,10,0.29166666666666702,3.3152000000000008,10,6.5885388799999998,0.11499169635165957,{"$f":"epw!A231-1968","v":37},13.02681478574649,0.22736080905875591,6.8127074804436196,0.11890417650898835,-0.22416860044361986,-3.9124801573287874E-3,2.8386984298852551E-2,1.6264543934283855,-1.8506229938720054,-0.38349941745046268,-21.972898065637224,-69.626622993871877,-1.215213818287856,-2.3049075035321841E-2,-1.3206147212042905,-0.86957979722647838,0.49379244248525778,-1.0543507114224755,-60.409845891123645,null,{"$f":"IF(Z231<0,0,epw!O231*SIN(RADIANS(SolarPosition!Z231)))+epw!P231","v":0},5.5555555555555554,0.02,-1.1592596430873101,3,5.2335956242943828E-2,0.13746473821734803,7.7656259334677499E-2,0.01,0.02,2.7777777777777777,5.5555555555555554,null,null,null,null,null,null,null,null,null,null,null,null,9.4583333333336679,8.2711626410052759,{"$f":"(epw!G235+273.15)^4*(5.67/(10^8))-epw!M235","v":49.467040865513241}]
[43.462000000000003,0.75855499950177552,142.22399999999999,2.4822770753564147,10,0.33333333333333398,3.3152000000000008,10,6.5885388799999998,0.11499169635165957,{"$f":"epw!A232-1968","v":37},13.02681478574649,0.22736080905875591,6.8127074804436196,0.11890417650898835,-0.22416860044361986,-3.9124801573287874E-3,2.8386984298852551E-2,1.6264543934283855,-1.8506229938720054,-0.38349941745046268,-21.972898065637224,-54.626622993871777,-0.95341443048870467,0.13267197135112221,7.6015440180998723,-0.76287135045068044,0.64655030945902037,-0.86774258621983968,-49.717987894163763,null,{"$f":"IF(Z232<0,0,epw!O232*SIN(RADIANS(SolarPosition!Z232)))+epw!P232","v":0},111.11111111111111,0.4,7.6633085793713711,7.6633085793713711,0.13335154612451922,0.3680418977862851,0.60954892667466376,2.17,0.11,602.77777777777771,30.555555555555554,null,null,null,null,null,null,null,null,null,null,null,null,9.500000000000334,8.2689227718197422,{"$f":"(epw!G236+273.15)^4*(5.67/(10^8))-epw!M236","v":50.323216559644322}]
[43.462000000000003,0.75855499950177552,142.22399999999999,2.4822770753564147,10,0.375,3.3152000000000008,10,6.5885388799999998,0.11499169635165957,{"$f":"epw!A233-1968","v":37},13.02681478574649,0.22736080905875591,6.8127074804436196,0.11890417650898835,-0.22416860044361986,-3.9124801573287874E-3,2.8386984298852551E-2,1.6264543934283855,-1.8506229938720054,-0.38349941745046268,-21.972898065637224,-39.626622993872019,-0.69161504268955953,0.26411838789587633,15.13286891823288,-0.61270067380165738,0.7903150538380217,-0.65947329463577475,-37.785036484217329,null,{"$f":"IF(Z233<0,0,epw!O233*SIN(RADIANS(SolarPosition!Z233)))+epw!P233","v":0},111.11111111111111,0.4,15.078590881164406,15.078590881164406,0.26014373233480098,0.77254421760113456,0.31245915894677784,0.3,0.32,83.333333333333329,88.888888888888886,null,null,null,null,null,null,null,null,null,null,null,null,9.541666666667,8.266682535872274,{"$f":"(epw!G237+273.15)^4*(5.67/(10^8))-epw!M237","v":65.239209932107656}]
[43.462000000000003,0.75855499950177552,142.22399999999999,2.4822770753564147,10,0.41666666666666702,3.3152000000000008,10,6.5885388799999998,0.11499169635165957,{"$f":"epw!A234-1968","v":37},13.02681478574649,0.22736080905875591,6.8127074804436196,0.11890417650898835,-0.22416860044361986,-3.9124801573287874E-3,2.8386984298852551E-2,1.6264543934283855,-1.8506229938720054,-0.38349941745046268,-21.972898065637224,-24.626622993871884,-0.42981565489040774,0.3623823117255936,20.76297703207068,-0.41327443595524949,0.91060652346986326,-0.42604702506850933,-24.410696410529965,null,{"$f":"IF(Z234<0,0,epw!O234*SIN(RADIANS(SolarPosition!Z234)))+epw!P234","v":135.84278094017071},213.88888888888889,0.77,20.579356338135572,20.579356338135572,0.35150436344636943,1.0972568666750382,0.44515026840994898,0.81,0.49,225,136.11111111111111,null,null,null,null,null,null,null,null,null,null,null,null,9.5833333333336661,8.2644419343153803,{"$f":"(epw!G238+273.15)^4*(5.67/(10^8))-epw!M238","v":70.760614339077165}]
[43.462000000000003,0.75855499950177552,142.22399999999999,2.4822770753564147,10,0.45833333333333398,3.3152000000000008,10,6.5885388799999998,0.11499169635165957,{"$f":"epw!A235-1968","v":37},13.02681478574649,0.22736080905875591,6.8127074804436196,0.11890417650898835,-0.22416860044361986,-3.9124801573287874E-3,2.8386984298852551E-2,1.6264543934283855,-1.8506229938720054,-0.38349941745046268,-21.972898065637224,-9.6266229938717753,-0.16801626709125639,0.4183447603720768,23.969389150731772,-0.16971549617475473,0.98549310010682312,-0.17054097009933322,-9.7712778207585611,null,{"$f":"IF(Z235<0,0,epw!O235*SIN(RADIANS(SolarPosition!Z235)))+epw!P235","v":149},336.11111111111109,1.21,23.653678318272465,23.653678318272465,0.40120736342955227,1.2856805204644057,0.61286258713011565,2.0499999999999998,0.39,569.44444444444446,108.33333333333333,null,null,null,null,null,null,null,null,null,null,null,null,9.6250000000003322,8.2622009683017605,{"$f":"(epw!G239+273.15)^4*(5.67/(10^8))-epw!M239","v":61.872796765947385}]
[43.462000000000003,0.75855499950177552,142.22399999999999,2.4822770753564147,10,0.5,3.3152000000000008,10,6.5885388799999998,0.11499169635165957,{"$f":"epw!A236-1968","v":37},13.02681478574649,0.22736080905875591,6.8127074804436196,0.11890417650898835,-0.22416860044361986,-3.9124801573287874E-3,2.8386984298852551E-2,1.6264543934283855,-1.8506229938720054,-0.38349941745046268,-21.972898065637224,5.373377006127984,9.3783120707888842E-2,0.42549204113132483,24.378898173231743,9.5344711216112418E-2,0.99544431589271531,9.5489762368651476E-2,5.47116037043088,null,{"$f":"IF(Z236<0,0,epw!O236*SIN(RADIANS(SolarPosition!Z236)))+epw!P236","v":220},180.55555555555554,0.65,23.945378646201693,23.945378646201693,0.40586555497358723,1.303766236219587,0.32544514451548684,0.31,0.52,86.111111111111114,144.44444444444443,null,null,null,null,null,null,null,null,null,null,null,null,9.6666666666669983,8.2599596389843022,{"$f":"(epw!G240+273.15)^4*(5.67/(10^8))-epw!M240","v":66.636979182266941}]
[43.462000000000003,0.75855499950177552,142.22399999999999,2.4822770753564147,10,0.54166666666666696,3.3152000000000008,10,6.5885388799999998,0.11499169635165957,{"$f":"epw!A237-1968","v":37},13.02681478574649,0.22736080905875591,6.8127074804436196,0.11890417650898835,-0.22416860044361986,-3.9124801573287874E-3,2.8386984298852551E-2,1.6264543934283855,-1.8506229938720054,-0.38349941745046268,-21.972898065637224,20.373377006128091,0.35558250850704015,0.38290851063825393,21.939041599212135,0.34805357224928157,0.93747464544088566,0.35549405555258473,20.368309025152335,null,{"$f":"IF(Z237<0,0,epw!O237*SIN(RADIANS(SolarPosition!Z237)))+epw!P237","v":385.24865408263952},102.77777777777777,0.37,21.417521411362017,21.417521411362017,0.36516149002277332,1.1482024717098323,0.20590333860266297,0.08,0.34,22.222222222222221,94.444444444444443,null,null,null,null,null,null,null,null,null,null,null,null,9.7083333333336643,8.2577179475160793,{"$f":"(epw!G241+273.15)^4*(5.67/(10^8))-epw!M241","v":72.252608551651178}]
[43.462000000000003,0.75855499950177552,142.22399999999999,2.4822770753564147,10,0.58333333333333404,3.3152000000000008,10,6.5885388799999998,0.11499169635165957,{"$f":"epw!A238-1968","v":37},13.02681478574649,0.22736080905875591,6.8127074804436196,0.11890417650898835,-0.22416860044361986,-3.9124801573287874E-3,2.8386984298852551E-2,1.6264543934283855,-1.8506229938720054,-0.38349941745046268,-21.972898065637224,35.373377006128251,0.61738189630619233,0.29576240971614698,16.945937815354274,0.56121947081429491,0.82766702578931017,0.5958584486149977,34.140174292852201,null,{"$f":"IF(Z238<0,0,epw!O238*SIN(RADIANS(SolarPosition!Z238)))+epw!P238","v":278},94.444444444444443,0.34,16.371789164791522,16.371789164791522,0.28186908333686095,0.84722763579972704,0.24511963930590155,0.14000000000000001,0.3,38.888888888888886,83.333333333333329,null,null,null,null,null,null,null,null,null,null,null,null,9.7500000000003304,8.2554758950503526,{"$f":"(epw!G242+273.15)^4*(5.67/(10^8))-epw!M242","v":71.126809662561072}]
[43.462000000000003,0.75855499950177552,142.22399999999999,2.4822770753564147,10,0.625,3.3152000000000008,10,6.5885388799999998,0.11499169635165957,{"$f":"epw!A239-1968","v":37},13.02681478574649,0.22736080905875591,6.8127074804436196,0.11890417650898835,-0.22416860044361986,-3.9124801573287874E-3,2.8386984298852551E-2,1.6264543934283855,-1.8506229938720054,-0.38349941745046268,-21.972898065637224,50.373377006127981,0.87918128410533714,0.17277366142660402,9.8992016107666405,0.72506409883469114,0.68868138684085078,0.81112746445868689,46.474180360630442,null,{"$f":"IF(Z239<0,0,epw!O239*SIN(RADIANS(SolarPosition!Z239)))+epw!P239","v":252},58.333333333333329,0.21,9.303527311031873,9.303527311031873,0.16166457478428481,0.45373808799965765,0.26396786839362218,0.19,0.18,52.777777777777779,50,null,null,null,null,null,null,null,null,null,null,null,null,9.7916666666669965,8.2532334827405727,{"$f":"(epw!G243+273.15)^4*(5.67/(10^8))-epw!M243","v":77.139491795206027}]
[43.462000000000003,0.75855499950177552,142.22399999999999,2.4822770753564147,10,0.66666666666666696,3.3152000000000008,10,6.5885388799999998,0.11499169635165957,{"$f":"epw!A240-1968","v":37},13.02681478574649,0.22736080905875591,6.8127074804436196,0.11890417650898835,-0.22416860044361986,-3.9124801573287874E-3,2.8386984298852551E-2,1.6264543934283855,-1.8506229938720054,-0.38349941745046268,-21.972898065637224,65.373377006128095,1.1409806719044884,2.3107779909453983E-2,1.323978262728909,0.84323571059827762,0.53754398552287586,1.0032745378030348,57.483396709052251,null,{"$f":"IF(Z240<0,0,epw!O240*SIN(RADIANS(SolarPosition!Z240)))+epw!P240","v":123.2035660560516},8.3333333333333339,3.0000000000000002E-2,0.72995095883522598,3,5.2335956242943828E-2,0.13746473821734803,0.11648438900201626,0.02,0.03,5.5555555555555554,8.3333333333333339,null,null,null,null,null,null,null,null,null,null,null,null,9.8333333333336626,8.2509907117403625,{"$f":"(epw!G244+273.15)^4*(5.67/(10^8))-epw!M244","v":63.767645906407211}]
[43.462000000000003,0.75855499950177552,142.22399999999999,2.4822770753564147,10,0.70833333333333404,3.3152000000000008,10,6.5885388799999998,0.11499169635165957,{"$f":"epw!A241-1968","v":37},13.02681478574649,0.22736080905875591,6.8127074804436196,0.11890417650898835,-0.22416860044361986,-3.9124801573287874E-3,2.8386984298852551E-2,1.6264543934283855,-1.8506229938720054,-0.38349941745046268,-21.972898065637224,80.373377006128251,1.4027800597036406,-0.14532961386969151,-8.3267735129992353,0.92404331405260698,0.38228778917809475,1.1785254482342908,67.524534232588451,null,{"$f":"IF(Z241<0,0,epw!O241*SIN(RADIANS(SolarPosition!Z241)))+epw!P241","v":77},0,0,-8.9026771238537172,"-","-","-","-",0,0,0,0,null,null,null,null,null,null,null,null,null,null,null,null,9.8750000000003286,8.2487475832035368,{"$f":"(epw!G245+273.15)^4*(5.67/(10^8))-epw!M245","v":65.226032673916961}]
[43.462000000000003,0.75855499950177552,142.22399999999999,2.4822770753564147,10,0.75,3.3152000000000008,10,6.5885388799999998,0.11499169635165957,{"$f":"epw!A242-1968","v":37},13.02681478574649,0.22736080905875591,6.8127074804436196,0.11890417650898835,-0.22416860044361986,-3.9124801573287874E-3,2.8386984298852551E-2,1.6264543934283855,-1.8506229938720054,-0.38349941745046268,-21.972898065637224,95.373377006127981,1.6645794475027853,-0.32616624761922669,-18.687949408200623,0.97467273725284842,0.22363598828462292,1.3452529719372444,77.077317669435075,null,{"$f":"IF(Z242<0,0,epw!O242*SIN(RADIANS(SolarPosition!Z242)))+epw!P242","v":21},0,0,-19.232943691308215,"-","-","-","-",0,0,0,0,null,null,null,null,null,null,null,null,null,null,null,null,9.9166666666669947,8.2465040982841078,{"$f":"(epw!G246+273.15)^4*(5.67/(10^8))-epw!M246","v":70.467040865513241}]
[43.462000000000003,0.75855499950177552,142.22399999999999,2.4822770753564147,10,0.79166666666666696,3.3152000000000008,10,6.5885388799999998,0.11499169635165957,{"$f":"epw!A243-1968","v":37},13.02681478574649,0.22736080905875591,6.8127074804436196,0.11890417650898835,-0.22416860044361986,-3.9124801573287874E-3,2.8386984298852551E-2,1.6264543934283855,-1.8506229938720054,-0.38349941745046268,-21.972898065637224,110.37337700612809,1.9263788353019367,-0.51405627874539328,-29.453255204311642,0.9983826383086305,5.6851627275729011E-2,1.5139140297952864,86.740884452912681,null,{"$f":"IF(Z243<0,0,epw!O243*SIN(RADIANS(SolarPosition!Z243)))+epw!P243","v":0},0,0,-29.95482961239335,"-","-","-","-",0,0,0,0,null,null,null,null,null,null,null,null,null,null,null,null,9.9583333333336608,8.2442602581362454,{"$f":"(epw!G247+273.15)^4*(5.67/(10^8))-epw!M247","v":56.467040865513241}]
[43.462000000000003,0.75855499950177552,142.22399999999999,2.4822770753564147,10,0.83333333333333404,3.3152000000000008,10,6.5885388799999998,0.11499169635165957,{"$f":"epw!A244-1968","v":37},13.02681478574649,0.22736080905875591,6.8127074804436196,0.11890417650898835,-0.22416860044361986,-3.9124801573287874E-3,2.8386984298852551E-2,1.6264543934283855,-1.8506229938720054,-0.38349941745046268,-21.972898065637224,125.37337700612825,2.1881782231010889,-0.7037003473167992,-40.319059943142776,0.9917556785965973,-0.12814317762332542,1.6992928210161748,97.362306801106413,null,{"$f":"IF(Z244<0,0,epw!O244*SIN(RADIANS(SolarPosition!Z244)))+epw!P244","v":0},0,0,-40.760619920420659,"-","-","-","-",0,0,0,0,null,null,null,null,null,null,null,null,null,null,null,null,10.000000000000327,8.2420160639143223,{"$f":"(epw!G248+273.15)^4*(5.67/(10^8))-epw!M248","v":74.34555464185587}]
[43.462000000000003,0.75855499950177552,142.22399999999999,2.4822770753564147,10,0.875,3.3152000000000008,10,6.5885388799999998,0.11499169635165957,{"$f":"epw!A245-1968","v":37},13.02681478574649,0.22736080905875591,6.8127074804436196,0.11890417650898835,-0.22416860044361986,-3.9124801573287874E-3,2.8386984298852551E-2,1.6264543934283855,-1.8506229938720054,-0.38349941745046268,-21.972898065637224,140.37337700612798,2.4499776109002336,-0.88801158458490703,-50.879315955439687,0.93739364115479729,-0.34827167774964324,1.9265230445573414,110.38163958782951,null,{"$f":"IF(Z245<0,0,epw!O245*SIN(RADIANS(SolarPosition!Z245)))+epw!P245","v":0},0,0,-51.232415342142566,"-","-","-","-",0,0,0,0,null,null,null,null,null,null,null,null,null,null,null,null,10.041666666666993,8.2397715167728851,{"$f":"(epw!G249+273.15)^4*(5.67/(10^8))-epw!M249","v":74.667009200044618}]
[43.462000000000003,0.75855499950177552,142.22399999999999,2.4822770753564147,10,0.91666666666666696,3.3152000000000008,10,6.5885388799999998,0.11499169635165957,{"$f":"epw!A246-1968","v":37},13.02681478574649,0.22736080905875591,6.8127074804436196,0.11890417650898835,-0.22416860044361986,-3.9124801573287874E-3,2.8386984298852551E-2,1.6264543934283855,-1.8506229938720054,-0.38349941745046268,-21.972898065637224,155.37337700612809,2.7117769986993849,-1.0537098776731801,-60.373128821919472,0.78170247499116052,-0.62365153779389881,2.2442016376577638,128.58328221413751,null,{"$f":"IF(Z246<0,0,epw!O246*SIN(RADIANS(SolarPosition!Z246)))+epw!P246","v":0},0,0,-60.581233505872042,"-","-","-","-",0,0,0,0,null,null,null,null,null,null,null,null,null,null,null,null,10.083333333333659,8.2375266178666617,{"$f":"(epw!G250+273.15)^4*(5.67/(10^8))-epw!M250","v":65.550439102089172}]
[43.462000000000003,0.75855499950177552,142.22399999999999,2.4822770753564147,10,0.95833333333333404,3.3152000000000008,10,6.5885388799999998,0.11499169635165957,{"$f":"epw!A247-1968","v":37},13.02681478574649,0.22736080905875591,6.8127074804436196,0.11890417650898835,-0.22416860044361986,-3.9124801573287874E-3,2.8386984298852551E-2,1.6264543934283855,-1.8506229938720054,-0.38349941745046268,-21.972898065637224,170.37337700612827,2.9735763864985372,-1.1706624829260837,-67.074019505970384,0.39810811313787348,-0.91733850363636349,2.7321390977947422,156.54003934631922,null,{"$f":"IF(Z247<0,0,epw!O247*SIN(RADIANS(SolarPosition!Z247)))+epw!P247","v":0},0,0,-67.036851747908102,"-","-","-","-",0,0,0,0,null,null,null,null,null,null,null,null,null,null,null,null,10.125000000000325,8.2352813683505595,{"$f":"(epw!G251+273.15)^4*(5.67/(10^8))-epw!M251","v":47.550439102089172}]
[43.462000000000003,0.75855499950177552,142.22399999999999,2.4822770753564147,10,0,3.3152000000000008,10,6.5885388799999998,0.11499169635165957,{"$f":"epw!A248-1968","v":37},13.02681478574649,0.22736080905875591,6.8127074804436196,0.11890417650898835,-0.22416860044361986,-3.9124801573287874E-3,2.8386984298852551E-2,1.6264543934283855,-1.8506229938720054,-0.38349941745046268,-21.972898065637224,-174.62662299387202,-3.0478095328819044,-1.1877472371055791,-68.052903814473979,-0.23235664485319396,-0.9726306542529739,-2.9070927095241244,-166.56414290898331,null,{"$f":"IF(Z248<0,0,epw!O248*SIN(RADIANS(SolarPosition!Z248)))+epw!P248","v":0},0,0,-67.730890872497909,"-","-","-","-",0,0,0,0,null,null,null,null,null,null,null,null,null,null,null,null,10.166666666666991,8.2330357693796792,{"$f":"(epw!G252+273.15)^4*(5.67/(10^8))-epw!M252","v":74.226032673916961}]
[43.462000000000003,0.75855499950177552,142.22399999999999,2.4822770753564147,11,4.1666666666666664E-2,3.3152000000000008,11,7.5741388799999996,0.13219366145931569,{"$f":"epw!A249-1968","v":37},13.026861875524267,0.22736163093042216,7.8316476264459833,0.13668803693748133,-0.25750874644598376,-4.4943754781656634E-3,2.9554724973843333E-2,1.6933610056711152,-1.950869752117099,-0.38084816024114737,-21.820992217139825,-159.7268697521171,-2.7877597810785826,-1.0924782876866377,-62.594395094123314,-0.69884551810904083,-0.71527263460788626,-2.3678104768886588,-135.66554701257888,null,{"$f":"IF(Z249<0,0,epw!O249*SIN(RADIANS(SolarPosition!Z249)))+epw!P249","v":0},0,0,-62.144711607207114,"-","-","-","-",0,0,0,0,null,null,null,null,null,null,null,null,null,null,null,null,10.208333333333657,8.2307898221092817,{"$f":"(epw!G253+273.15)^4*(5.67/(10^8))-epw!M253","v":55.590488421346492}]
[43.462000000000003,0.75855499950177552,142.22399999999999,2.4822770753564147,11,8.3333333333333329E-2,3.3152000000000008,11,7.5741388799999996,0.13219366145931569,{"$f":"epw!A250-1968","v":37},13.026861875524267,0.22736163093042216,7.8316476264459833,0.13668803693748133,-0.25750874644598376,-4.4943754781656634E-3,2.9554724973843333E-2,1.6933610056711152,-1.950869752117099,-0.38084816024114737,-21.820992217139825,-144.7268697521171,-2.525960393279433,-0.93703236737289075,-53.687999917618697,-0.90529366511250231,-0.4247862755635749,-2.0095221163335935,-115.13713610411213,null,{"$f":"IF(Z250<0,0,epw!O250*SIN(RADIANS(SolarPosition!Z250)))+epw!P250","v":0},0,0,-53.228003094123672,"-","-","-","-",0,0,0,0,null,null,null,null,null,null,null,null,null,null,null,null,10.250000000000323,8.2285435276948213,{"$f":"(epw!G254+273.15)^4*(5.67/(10^8))-epw!M254","v":61.972569879133403}]
[43.462000000000003,0.75855499950177552,142.22399999999999,2.4822770753564147,11,0.125,3.3152000000000008,11,7.5741388799999996,0.13219366145931569,{"$f":"epw!A251-1968","v":37},13.026861875524267,0.22736163093042216,7.8316476264459833,0.13668803693748133,-0.25750874644598376,-4.4943754781656634E-3,2.9554724973843333E-2,1.6933610056711152,-1.950869752117099,-0.38084816024114737,-21.820992217139825,-129.7268697521171,-2.2641610054802834,-0.75645650092157568,-43.341764888040352,-0.9817414069988496,-0.19022042420286886,-1.7621829921338292,-100.96564817900357,null,{"$f":"IF(Z251<0,0,epw!O251*SIN(RADIANS(SolarPosition!Z251)))+epw!P251","v":0},0,0,-42.915539215380178,"-","-","-","-",0,0,0,0,null,null,null,null,null,null,null,null,null,null,null,null,10.291666666666989,8.2262968872919267,{"$f":"(epw!G255+273.15)^4*(5.67/(10^8))-epw!M255","v":61.804378352014226}]
[43.462000000000003,0.75855499950177552,142.22399999999999,2.4822770753564147,11,0.16666666666666699,3.3152000000000008,11,7.5741388799999996,0.13219366145931569,{"$f":"epw!A252-1968","v":37},13.026861875524267,0.22736163093042216,7.8316476264459833,0.13668803693748133,-0.25750874644598376,-4.4943754781656634E-3,2.9554724973843333E-2,1.6933610056711152,-1.950869752117099,-0.38084816024114737,-21.820992217139825,-114.72686975211698,-2.0023616176811321,-0.56752210812404735,-32.516621575875085,-0.9999949472963644,3.1788963086864497E-3,-1.5676174251321924,-89.817862351239924,null,{"$f":"IF(Z252<0,0,epw!O252*SIN(RADIANS(SolarPosition!Z252)))+epw!P252","v":0},0,0,-32.140812237067863,"-","-","-","-",0,0,0,0,null,null,null,null,null,null,null,null,null,null,null,null,10.333333333333655,8.2240499020563984,{"$f":"(epw!G256+273.15)^4*(5.67/(10^8))-epw!M256","v":60.940503456005331}]
[43.462000000000003,0.75855499950177552,142.22399999999999,2.4822770753564147,11,0.20833333333333401,3.3152000000000008,11,7.5741388799999996,0.13219366145931569,{"$f":"epw!A253-1968","v":37},13.026861875524267,0.22736163093042216,7.8316476264459833,0.13668803693748133,-0.25750874644598376,-4.4943754781656634E-3,2.9554724973843333E-2,1.6933610056711152,-1.950869752117099,-0.38084816024114737,-21.820992217139825,-99.726869752116883,-1.7405622298819807,-0.3785051088118605,-21.686745259059592,-0.98470324976553458,0.17423980573105372,-1.3956626148565283,-79.965577455471575,null,{"$f":"IF(Z253<0,0,epw!O253*SIN(RADIANS(SolarPosition!Z253)))+epw!P253","v":0},0,0,-21.37186553020917,"-","-","-","-",0,0,0,0,null,null,null,null,null,null,null,null,null,null,null,null,10.375000000000322,8.2218025731442275,{"$f":"(epw!G257+273.15)^4*(5.67/(10^8))-epw!M257","v":51.804378352014226}]
[43.462000000000003,0.75855499950177552,142.22399999999999,2.4822770753564147,11,0.25,3.3152000000000008,11,7.5741388799999996,0.13219366145931569,{"$f":"epw!A254-1968","v":37},13.026861875524267,0.22736163093042216,7.8316476264459833,0.13668803693748133,-0.25750874644598376,-4.4943754781656634E-3,2.9554724973843333E-2,1.6933610056711152,-1.950869752117099,-0.38084816024114737,-21.820992217139825,-84.726869752117111,-1.4787628420828354,-0.19499444509152222,-11.172358732239696,-0.94227819309395366,0.33483101233248053,-1.2293704418743023,-70.437737777530614,null,{"$f":"IF(Z254<0,0,epw!O254*SIN(RADIANS(SolarPosition!Z254)))+epw!P254","v":0},0,0,-10.929037290733977,"-","-","-","-",0,0,0,0,null,null,null,null,null,null,null,null,null,null,null,null,10.416666666666988,8.2195549017115752,{"$f":"(epw!G258+273.15)^4*(5.67/(10^8))-epw!M258","v":72.843255846255943}]
[43.462000000000003,0.75855499950177552,142.22399999999999,2.4822770753564147,11,0.29166666666666702,3.3152000000000008,11,7.5741388799999996,0.13219366145931569,{"$f":"epw!A255-1968","v":37},13.026861875524267,0.22736163093042216,7.8316476264459833,0.13668803693748133,-0.25750874644598376,-4.4943754781656634E-3,2.9554724973843333E-2,1.6933610056711152,-1.950869752117099,-0.38084816024114737,-21.820992217139825,-69.726869752116968,-1.2169634542836836,-2.221241236056553E-2,-1.2726774810646271,-0.8710547367174879,0.49118595831113471,-1.0573455758527945,-60.581438983194779,null,{"$f":"IF(Z255<0,0,epw!O255*SIN(RADIANS(SolarPosition!Z255)))+epw!P255","v":0},2.7777777777777777,0.01,-1.1137018940129182,3,5.2335956242943828E-2,0.13746473821734803,3.882812966733875E-2,0,0.01,0,2.7777777777777777,null,null,null,null,null,null,null,null,null,null,null,null,10.458333333333654,8.21730688891477,{"$f":"(epw!G259+273.15)^4*(5.67/(10^8))-epw!M259","v":70.226032673916961}]
[43.462000000000003,0.75855499950177552,142.22399999999999,2.4822770753564147,11,0.33333333333333398,3.3152000000000008,11,7.5741388799999996,0.13219366145931569,{"$f":"epw!A256-1968","v":37},13.026861875524267,0.22736163093042216,7.8316476264459833,0.13668803693748133,-0.25750874644598376,-4.4943754781656634E-3,2.9554724973843333E-2,1.6933610056711152,-1.950869752117099,-0.38084816024114737,-21.820992217139825,-54.726869752116869,-0.95516406648453223,0.13382792942639807,7.6677755371072456,-0.76475067810597308,0.64432631510474114,-0.8706542917876402,-49.884816334383473,null,{"$f":"IF(Z256<0,0,epw!O256*SIN(RADIANS(SolarPosition!Z256)))+epw!P256","v":0},41.666666666666664,0.15,7.7270572530911164,7.7270572530911164,0.13445415053671714,0.37132952142644421,0.22670634790596395,0.12,0.13,33.333333333333336,36.111111111111107,null,null,null,null,null,null,null,null,null,null,null,null,10.50000000000032,8.2150585359103303,{"$f":"(epw!G260+273.15)^4*(5.67/(10^8))-epw!M260","v":63.997220879750103}]
[43.462000000000003,0.75855499950177552,142.22399999999999,2.4822770753564147,11,0.375,3.3152000000000008,11,7.5741388799999996,0.13219366145931569,{"$f":"epw!A257-1968","v":37},13.026861875524267,0.22736163093042216,7.8316476264459833,0.13668803693748133,-0.25750874644598376,-4.4943754781656634E-3,2.9554724973843333E-2,1.6933610056711152,-1.950869752117099,-0.38084816024114737,-21.820992217139825,-39.726869752117111,-0.69336467868538709,0.26566452875848884,15.221456264193295,-0.61490682936112218,0.78859976617106053,-0.6622678141320627,-37.945150657121651,null,{"$f":"IF(Z257<0,0,epw!O257*SIN(RADIANS(SolarPosition!Z257)))+epw!P257","v":0},77.777777777777771,0.28000000000000003,15.164523413128988,15.164523413128988,0.26159160637128764,0.77747240975156762,0.21751081793758414,0.1,0.25,27.777777777777779,69.444444444444443,null,null,null,null,null,null,null,null,null,null,null,null,10.541666666666986,8.2128098438549415,{"$f":"(epw!G261+273.15)^4*(5.67/(10^8))-epw!M261","v":48.306220575932116}]
[43.462000000000003,0.75855499950177552,142.22399999999999,2.4822770753564147,11,0.41666666666666702,3.3152000000000008,11,7.5741388799999996,0.13219366145931569,{"$f":"epw!A258-1968","v":37},13.026861875524267,0.22736163093042216,7.8316476264459833,0.13668803693748133,-0.25750874644598376,-4.4943754781656634E-3,2.9554724973843333E-2,1.6933610056711152,-1.950869752117099,-0.38084816024114737,-21.820992217139825,-24.726869752116979,-0.43156529088623535,0.36436405399429944,20.876522500150205,-0.41560659755069818,0.90954447723700238,-0.42860962599368779,-24.557522628119013,null,{"$f":"IF(Z258<0,0,epw!O258*SIN(RADIANS(SolarPosition!Z258)))+epw!P258","v":135.20486829766179},125,0.45,20.69000284415046,20.69000284415046,0.35331161905160169,1.1039625292929995,0.25882202383380404,0.16,0.39,44.444444444444443,108.33333333333333,null,null,null,null,null,null,null,null,null,null,null,null,10.583333333333652,8.2105608139054667,{"$f":"(epw!G262+273.15)^4*(5.67/(10^8))-epw!M262","v":58.713558395095276}]
[43.462000000000003,0.75855499950177552,142.22399999999999,2.4822770753564147,11,0.45833333333333398,3.3152000000000008,11,7.5741388799999996,0.13219366145931569,{"$f":"epw!A259-1968","v":37},13.026861875524267,0.22736163093042216,7.8316476264459833,0.13668803693748133,-0.25750874644598376,-4.4943754781656634E-3,2.9554724973843333E-2,1.6933610056711152,-1.950869752117099,-0.38084816024114737,-21.820992217139825,-9.726869752116869,-0.16976590308708406,0.42075538062567308,24.107507517271596,-0.17183338108789289,0.98512602703608576,-0.17269043071153289,-9.894432842067209,null,{"$f":"IF(Z259<0,0,epw!O259*SIN(RADIANS(SolarPosition!Z259)))+epw!P259","v":296.126388684951},161.11111111111111,0.57999999999999996,23.788623805933668,23.788623805933668,0.40336362128798381,1.2940432260060057,0.29219844553416624,0.22,0.49,61.111111111111107,136.11111111111111,null,null,null,null,null,null,null,null,null,null,null,null,10.625000000000318,8.2083114472189411,{"$f":"(epw!G263+273.15)^4*(5.67/(10^8))-epw!M263","v":64.28460181068391}]
[43.462000000000003,0.75855499950177552,142.22399999999999,2.4822770753564147,11,0.5,3.3152000000000008,11,7.5741388799999996,0.13219366145931569,{"$f":"epw!A260-1968","v":37},13.026861875524267,0.22736163093042216,7.8316476264459833,0.13668803693748133,-0.25750874644598376,-4.4943754781656634E-3,2.9554724973843333E-2,1.6933610056711152,-1.950869752117099,-0.38084816024114737,-21.820992217139825,5.2731302478828903,9.2033484712061187E-2,0.42825612837269966,24.537268706368476,9.3788620014800345E-2,0.99559213273092872,9.3926666037031481E-2,5.3816015476566736,null,{"$f":"IF(Z260<0,0,epw!O260*SIN(RADIANS(SolarPosition!Z260)))+epw!P260","v":390.81922653946697},202.77777777777777,0.73,24.100388619487585,24.100388619487585,0.40833665184286883,1.3133901373407149,0.36328806607211622,0.43,0.55000000000000004,119.44444444444444,152.77777777777777,null,null,null,null,null,null,null,null,null,null,null,null,10.666666666666984,8.2060617449525761,{"$f":"(epw!G264+273.15)^4*(5.67/(10^8))-epw!M264","v":62.56834241109226}]
[43.462000000000003,0.75855499950177552,142.22399999999999,2.4822770753564147,11,0.54166666666666696,3.3152000000000008,11,7.5741388799999996,0.13219366145931569,{"$f":"epw!A261-1968","v":37},13.026861875524267,0.22736163093042216,7.8316476264459833,0.13668803693748133,-0.25750874644598376,-4.4943754781656634E-3,2.9554724973843333E-2,1.6933610056711152,-1.950869752117099,-0.38084816024114737,-21.820992217139825,20.273130247882996,0.35383287251121243,0.38590132158254958,22.110517035200839,0.34720268973630303,0.93779011097359977,0.35458657574028107,20.316314261914009,null,{"$f":"IF(Z261<0,0,epw!O261*SIN(RADIANS(SolarPosition!Z261)))+epw!P261","v":389.30690025710732},388.88888888888891,1.4000000000000001,21.585658176343902,21.585658176343902,0.36789180690226297,1.158462695329435,0.7733116530445262,3.33,0.17,925,47.222222222222221,null,null,null,null,null,null,null,null,null,null,null,null,10.70833333333365,8.2038117082637481,{"$f":"(epw!G265+273.15)^4*(5.67/(10^8))-epw!M265","v":79.688843484942083}]
[43.462000000000003,0.75855499950177552,142.22399999999999,2.4822770753564147,11,0.58333333333333404,3.3152000000000008,11,7.5741388799999996,0.13219366145931569,{"$f":"epw!A262-1968","v":37},13.026861875524267,0.22736163093042216,7.8316476264459833,0.13668803693748133,-0.25750874644598376,-4.4943754781656634E-3,2.9554724973843333E-2,1.6933610056711152,-1.950869752117099,-0.38084816024114737,-21.820992217139825,35.273130247883159,0.61563226031036478,0.29885718181984944,17.12325519545125,0.56096410131217478,0.82784012770523729,0.59554993952815327,34.122498024234581,null,{"$f":"IF(Z262<0,0,epw!O262*SIN(RADIANS(SolarPosition!Z262)))+epw!P262","v":349.81061841619595},133.33333333333334,0.48000000000000004,16.546017507062022,16.546017507062022,0.28478533581060228,0.85737269864872201,0.3425076291062939,0.38,0.37,105.55555555555556,102.77777777777777,null,null,null,null,null,null,null,null,null,null,null,null,10.750000000000316,{"$f":"$BE$2+(1/2)*$BF$2*EXP(-1*BE$4*(PI()/(365*$BI$2))^0.5)*COS(2*PI()/365*($BD262-$BH$2-BE$4/2*(365/(PI()*$BI$2))^0.5))","v":8.2015613383100092},{"$f":"(epw!G266+273.15)^4*(5.67/(10^8))-epw!M266","v":78.025918688251465}]
[43.462000000000003,0.75855499950177552,142.22399999999999,2.4822770753564147,11,0.625,3.3152000000000008,11,7.5741388799999996,0.13219366145931569,{"$f":"epw!A263-1968","v":37},13.026861875524267,0.22736163093042216,7.8316476264459833,0.13668803693748133,-0.25750874644598376,-4.4943754781656634E-3,2.9554724973843333E-2,1.6933610056711152,-1.950869752117099,-0.38084816024114737,-21.820992217139825,50.273130247882889,0.87743164810950947,0.17587797413803077,10.077065627420206,0.72518082140057716,0.68855847701759076,0.81129696661828843,46.483892118993964,null,{"$f":"IF(Z263<0,0,epw!O263*SIN(RADIANS(SolarPosition!Z263)))+epw!P263","v":248},77.777777777777771,0.28000000000000003,9.4786924194805113,9.4786924194805113,0.164680807232846,0.46302400790329751,0.34551084138769433,0.42,0.21,116.66666666666666,58.333333333333329,null,null,null,null,null,null,null,null,null,null,null,null,{"$f":"BD262+1/24","v":10.791666666666982},8.1993106362490948,{"$f":"(epw!G267+273.15)^4*(5.67/(10^8))-epw!M267","v":62.040121938918958}]
[43.462000000000003,0.75855499950177552,142.22399999999999,2.4822770753564147,11,0.66666666666666696,3.3152000000000008,11,7.5741388799999996,0.13219366145931569,{"$f":"epw!A264-1968","v":37},13.026861875524267,0.22736163093042216,7.8316476264459833,0.13668803693748133,-0.25750874644598376,-4.4943754781656634E-3,2.9554724973843333E-2,1.6933610056711152,-1.950869752117099,-0.38084816024114737,-21.820992217139825,65.273130247883003,1.139231035908661,2.6171207347187982E-2,1.4994997257556426,0.84352013895087796,0.53709754717769065,1.003803883333249,57.513725973837644,null,{"$f":"IF(Z264<0,0,epw!O264*SIN(RADIANS(SolarPosition!Z264)))+epw!P264","v":114.29719333155316},11.111111111111111,0.04,0.90319916201585193,3,5.2335956242943828E-2,0.13746473821734803,0.155312518669355,0.04,0.04,11.111111111111111,11.111111111111111,null,null,null,null,null,null,null,null,null,null,null,null,10.833333333333648,8.1970596032388929,{"$f":"(epw!G268+273.15)^4*(5.67/(10^8))-epw!M268","v":65.239209932107656}]
[43.462000000000003,0.75855499950177552,142.22399999999999,2.4822770753564147,11,0.70833333333333404,3.3152000000000008,11,7.5741388799999996,0.13219366145931569,{"$f":"epw!A265-1968","v":37},13.026861875524267,0.22736163093042216,7.8316476264459833,0.13668803693748133,-0.25750874644598376,-4.4943754781656634E-3,2.9554724973843333E-2,1.6933610056711152,-1.950869752117099,-0.38084816024114737,-21.820992217139825,80.273130247883159,1.4010304237078131,-0.14232423653661364,-8.1545780759695905,0.92435017980607737,0.38154520714126727,1.1793289373174802,67.570570765940033,null,{"$f":"IF(Z265<0,0,epw!O265*SIN(RADIANS(SolarPosition!Z265)))+epw!P265","v":115},0,0,-8.7323639619913802,"-",{"$f":"IF(AJ265=\"-\",\"-\", SIN(PI()*AJ265/180))","v":"-"},"-","-",0,0,0,0,null,null,null,null,null,null,null,null,null,null,null,null,10.875000000000314,8.1948082404374691,{"$f":"(epw!G269+273.15)^4*(5.67/(10^8))-epw!M269","v":65.992893210252703}]
[43.462000000000003,{"$f":"A266/180*PI()","v":0.75855499950177552},142.22399999999999,{"$f":"C266/180*PI()","v":2.4822770753564147},11,0.75,{"$f":"3.71+0.2596*K266-INT((K266+3)/4)","v":3.3152000000000008},11,7.5741388799999996,{"$f":"I266/180*PI()","v":0.13219366145931569},{"$f":"epw!A266-1968","v":37},{"$f":"12.3901+0.0172*(K266+I266/360)","v":13.026861875524267},{"$f":"L266/180*PI()","v":0.22736163093042216},{"$f":"I266+1.914*SIN(J266)+0.02*SIN(2*J266)","v":7.8316476264459833},{"$f":"N266/180*PI()","v":0.13668803693748133},{"$f":"I266-N266","v":-0.25750874644598376},{"$f":"P266/180*PI()","v":-4.4943754781656634E-3},{"$f":"ATAN((0.043*SIN(2*(O266+M266)))/(1-0.043*COS(2*(O266+M266))))","v":2.9554724973843333E-2},{"$f":"R266/PI()*180","v":1.6933610056711152},{"$f":"P266-S266","v":-1.950869752117099},{"$f":"ASIN(COS(O266+M266)*SIN(-23.4393*PI()/180))","v":-0.38084816024114737},{"$f":"U266/PI()*180","v":-21.820992217139825},{"$f":"(F266*24-12)/12*180+(C266-135)+T266","v":95.273130247882889},{"$f":"W266/180*PI()","v":1.6628298115069577},{"$f":"ASIN(SIN(B266)*SIN(U266)+COS(B266)*COS(U266)*COS(X266))","v":-0.32321313114675432},{"$f":"Y266/PI()*180","v":-18.518748297917398},{"$f":"COS(U266)*SIN(X266)/COS(Y266)","v":0.97490145518716809},{"$f":"(SIN(Y266)*SIN(B266)-SIN(U266))/(COS(Y266)*COS(B266))","v":0.22263681787597916},{"$f":"IF(AA266>0,PI()/2-ATAN(AB266/AA266),-PI()/2-ATAN(AB266/AA266))","v":1.3462779858351883},{"$f":"AC266/PI()*180","v":77.136046639729514},null,{"$f":"IF(Z266<0,0,epw!O266*SIN(RADIANS(SolarPosition!Z266)))+epw!P266","v":37},0,{"$f":"AG266*3.6/1000","v":0},-19.06530533068538,{"$f":"IF(AH266<=0,\"-\",IF(AI266<3,3,AI266))","v":"-"},"-",{"$f":"IF(AK266=\"-\",\"-\", (0.5163+0.333*AK266+0.00803*AK266*AK266)*(4.921)*AK266)","v":"-"},{"$f":"IF(AK266=\"-\",\"-\", AH266/(4.921)/AK266)","v":"-"},0,0,{"$f":"AN266*1000/3.6","v":0},{"$f":"AO266*1000/3.6","v":0},null,null,null,null,null,null,null,null,null,null,null,null,10.91666666666698,8.1925565490030667,{"$f":"(epw!G270+273.15)^4*(5.67/(10^8))-epw!M270","v":60.152946785817164}]
[{"$f":"A266","v":43.462000000000003},0.75855499950177552,{"$f":"C266","v":142.22399999999999},2.4822770753564147,11,0.79166666666666696,3.3152000000000008,11,{"$f":"0.9856*(H267-G267)","v":7.5741388799999996},0.13219366145931569,{"$f":"epw!A267-1968","v":37},13.026861875524267,0.22736163093042216,7.8316476264459833,0.13668803693748133,-0.25750874644598376,-4.4943754781656634E-3,2.9554724973843333E-2,1.6933610056711152,-1.950869752117099,-0.38084816024114737,-21.820992217139825,110.273130247883,1.9246291993061091,-0.51113265151940124,-29.285743703392754,0.99845085185801241,5.5640780224661048E-2,1.5151267968172948,86.810370884806403,null,{"$f":"IF(Z267<0,0,epw!O267*SIN(RADIANS(SolarPosition!Z267)))+epw!P267","v":0},0,0,-29.78865776776324,"-","-","-","-",0,0,0,0,null,null,null,null,null,null,null,null,null,null,null,null,10.958333333333647,8.19030453009408,{"$f":"(epw!G271+273.15)^4*(5.67/(10^8))-epw!M271","v":52.670195630242517}]
[43.462000000000003,0.75855499950177552,142.22399999999999,2.4822770753564147,11,0.83333333333333404,3.3152000000000008,11,7.5741388799999996,0.13219366145931569,{"$f":"epw!A268-1968","v":37},13.026861875524267,0.22736163093042216,7.8316476264459833,0.13668803693748133,-0.25750874644598376,-4.4943754781656634E-3,2.9554724973843333E-2,1.6933610056711152,-1.950869752117099,-0.38084816024114737,-21.820992217139825,125.27313024788316,2.1864285871052616,-0.70076793628941347,-40.151045167475957,0.99158149601951273,-0.12948411775852933,1.7006450267309114,97.439782481594293,null,{"$f":"IF(Z268<0,0,epw!O268*SIN(RADIANS(SolarPosition!Z268)))+epw!P268","v":0},0,0,-40.593860977590609,"-","-","-","-",0,0,0,0,null,null,null,null,null,null,null,null,null,null,null,null,11.000000000000313,8.1880521848690861,{"$f":"(epw!G272+273.15)^4*(5.67/(10^8))-epw!M272","v":69.648326719719876}]
[43.462000000000003,0.75855499950177552,142.22399999999999,2.4822770753564147,11,0.875,3.3152000000000008,11,7.5741388799999996,0.13219366145931569,{"$f":"epw!A269-1968","v":37},13.026861875524267,0.22736163093042216,7.8316476264459833,0.13668803693748133,-0.25750874644598376,-4.4943754781656634E-3,2.9554724973843333E-2,1.6933610056711152,-1.950869752117099,-0.38084816024114737,-21.820992217139825,140.2731302478829,2.4482279749044062,-0.88501830087850819,-50.707813432177751,0.9369302432188702,-0.3495164078292009,1.927851235385992,110.45773931669916,null,{"$f":"IF(Z269<0,0,epw!O269*SIN(RADIANS(SolarPosition!Z269)))+epw!P269","v":0},0,0,-51.062348240125559,"-","-","-","-",0,0,0,0,null,null,null,null,null,null,null,null,null,null,null,null,11.041666666666979,8.185799514486833,{"$f":"(epw!G273+273.15)^4*(5.67/(10^8))-epw!M273","v":66.077025505359245}]
[43.462000000000003,0.75855499950177552,142.22399999999999,2.4822770753564147,11,0.91666666666666696,3.3152000000000008,11,7.5741388799999996,0.13219366145931569,{"$f":"epw!A270-1968","v":37},13.026861875524267,0.22736163093042216,7.8316476264459833,0.13668803693748133,-0.25750874644598376,-4.4943754781656634E-3,2.9554724973843333E-2,1.6933610056711152,-1.950869752117099,-0.38084816024114737,-21.820992217139825,155.27313024788302,2.7100273627035576,-1.0506192996795214,-60.196051746626814,0.78127945341592564,-0.62418139644666848,2.2448796475858912,128.62212932148717,null,{"$f":"IF(Z270<0,0,epw!O270*SIN(RADIANS(SolarPosition!Z270)))+epw!P270","v":0},0,0,-60.40642681546796,"-","-","-","-",0,0,0,0,null,null,null,null,null,null,null,null,null,null,null,null,11.083333333333645,8.183546520106221,{"$f":"(epw!G274+273.15)^4*(5.67/(10^8))-epw!M274","v":55.099081639486428}]
[43.462000000000003,0.75855499950177552,142.22399999999999,2.4822770753564147,11,0.95833333333333404,3.3152000000000008,11,7.5741388799999996,0.13219366145931569,{"$f":"epw!A271-1968","v":37},13.026861875524267,0.22736163093042216,7.8316476264459833,0.13668803693748133,-0.25750874644598376,-4.4943754781656634E-3,2.9554724973843333E-2,1.6933610056711152,-1.950869752117099,-0.38084816024114737,-21.820992217139825,170.27313024788319,2.9718267505027098,-1.1676370040255415,-66.900672333963442,0.39978502270659799,-0.91660893276221289,2.7303103549768162,156.43526010103719,null,{"$f":"IF(Z271<0,0,epw!O271*SIN(RADIANS(SolarPosition!Z271)))+epw!P271","v":0},0,0,-66.86801455402265,"-","-","-","-",0,0,0,0,null,null,null,null,null,null,null,null,null,null,null,null,11.125000000000311,8.1812932028863283,{"$f":"(epw!G275+273.15)^4*(5.67/(10^8))-epw!M275","v":57.304772710580551}]
[43.462000000000003,0.75855499950177552,142.22399999999999,2.4822770753564147,11,0,3.3152000000000008,11,7.5741388799999996,0.13219366145931569,{"$f":"epw!A272-1968","v":37},13.026861875524267,0.22736163093042216,7.8316476264459833,0.13668803693748133,-0.25750874644598376,-4.4943754781656634E-3,2.9554724973843333E-2,1.6933610056711152,-1.950869752117099,-0.38084816024114737,-21.820992217139825,-174.7268697521171,-3.0495591688777317,-1.1854307752794648,-67.920180328434455,-0.22697305336900064,-0.97390103862987754,-2.9126241660907475,-166.88107202481075,null,{"$f":"IF(Z272<0,0,epw!O272*SIN(RADIANS(SolarPosition!Z272)))+epw!P272","v":0},0,0,-67.604410052509991,"-","-","-","-",0,0,0,0,null,null,null,null,null,null,null,null,null,null,null,null,11.166666666666977,8.1790395639863984,{"$f":"(epw!G276+273.15)^4*(5.67/(10^8))-epw!M276","v":69.719599013326388}]
[43.462000000000003,0.75855499950177552,142.22399999999999,2.4822770753564147,12,4.1666666666666664E-2,3.3152000000000008,12,8.5597388799999994,0.14939562656697178,{"$f":"epw!A273-1968","v":37},13.026908965302045,0.22736245280208844,8.8505069365455373,0.15447048651331646,-0.29076805654553795,-5.0748599463446868E-3,3.0681283422018243E-2,1.7579080501263451,-2.0486761066718833,-0.37807343635474816,-21.66201224913501,-159.82467610667189,-2.7894668239949363,-1.0910138633565263,-62.510489760591653,-0.69442435612555109,-0.71956571181485207,-2.3739730498398472,-136.01863643362347,null,{"$f":"IF(Z273<0,0,epw!O273*SIN(RADIANS(SolarPosition!Z273)))+epw!P273","v":0},0,0,-62.065698851680168,"-","-","-","-",0,0,0,0,null,null,null,null,null,null,null,null,null,null,null,null,11.208333333333643,8.1767856045658309,{"$f":"(epw!G277+273.15)^4*(5.67/(10^8))-epw!M277","v":68.374333535869766}]
[43.462000000000003,0.75855499950177552,142.22399999999999,2.4822770753564147,12,8.3333333333333329E-2,3.3152000000000008,12,8.5597388799999994,0.14939562656697178,{"$f":"epw!A274-1968","v":37},13.026908965302045,0.22736245280208844,8.8505069365455373,0.15447048651331646,-0.29076805654553795,-5.0748599463446868E-3,3.0681283422018243E-2,1.7579080501263451,-2.0486761066718833,-0.37807343635474816,-21.66201224913501,-144.82467610667189,-2.5276674361957867,-0.93618909393999727,-53.639683908938402,-0.90307149947867182,-0.42949024066833386,-2.0147245550747441,-115.43521388715543,null,{"$f":"IF(Z274<0,0,epw!O274*SIN(RADIANS(SolarPosition!Z274)))+epw!P274","v":0},0,0,-53.18319548756984,"-","-","-","-",0,0,0,0,null,null,null,null,null,null,null,null,null,null,null,null,11.250000000000309,8.1745313257842049,{"$f":"(epw!G278+273.15)^4*(5.67/(10^8))-epw!M278","v":67.913122825671451}]
[43.462000000000003,0.75855499950177552,142.22399999999999,2.4822770753564147,12,0.125,3.3152000000000008,12,8.5597388799999994,0.14939562656697178,{"$f":"epw!A275-1968","v":37},13.026908965302045,0.22736245280208844,8.8505069365455373,0.15447048651331646,-0.29076805654553795,-5.0748599463446868E-3,3.0681283422018243E-2,1.7579080501263451,-2.0486761066718833,-0.37807343635474816,-21.66201224913501,-129.82467610667189,-2.2658680483966376,-0.75589142035046253,-43.309388156230732,-0.98090974563669575,-0.19446354649381797,-1.766506853431894,-101.21338718258264,null,{"$f":"IF(Z275<0,0,epw!O275*SIN(RADIANS(SolarPosition!Z275)))+epw!P275","v":0},0,0,-42.885970852987249,"-","-","-","-",0,0,0,0,null,null,null,null,null,null,null,null,null,null,null,null,11.291666666666975,8.1722767288012577,{"$f":"(epw!G279+273.15)^4*(5.67/(10^8))-epw!M279","v":54.703845163245603}]
[43.462000000000003,0.75855499950177552,142.22399999999999,2.4822770753564147,12,0.16666666666666699,3.3152000000000008,12,8.5597388799999994,0.14939562656697178,{"$f":"epw!A276-1968","v":37},13.026908965302045,0.22736245280208844,8.8505069365455373,0.15447048651331646,-0.29076805654553795,-5.0748599463446868E-3,3.0681283422018243E-2,1.7579080501263451,-2.0486761066718833,-0.37807343635474816,-21.66201224913501,-114.82467610667176,-2.0040686605974858,-0.56702967583155428,-32.488407283819278,-0.99999984027626732,-5.6519681481963582E-4,-1.571361523639808,-90.032383393807535,null,{"$f":"IF(Z276<0,0,epw!O276*SIN(RADIANS(SolarPosition!Z276)))+epw!P276","v":0},0,0,-32.115086128418675,"-","-","-","-",0,0,0,0,null,null,null,null,null,null,null,null,null,null,null,null,11.333333333333641,8.1700218147768844,{"$f":"(epw!G280+273.15)^4*(5.67/(10^8))-epw!M280","v":61.507973725211514}]
[43.462000000000003,0.75855499950177552,142.22399999999999,2.4822770753564147,12,0.20833333333333401,3.3152000000000008,12,8.5597388799999994,0.14939562656697178,{"$f":"epw!A277-1968","v":37},13.026908965302045,0.22736245280208844,8.8505069365455373,0.15447048651331646,-0.29076805654553795,-5.0748599463446868E-3,3.0681283422018243E-2,1.7579080501263451,-2.0486761066718833,-0.37807343635474816,-21.66201224913501,-99.82467610667166,-1.7422692727983347,-0.37795412200119949,-21.65517604024134,-0.98528781626358664,0.17090324491516476,-1.399049998366042,-80.159660234158935,null,{"$f":"IF(Z277<0,0,epw!O277*SIN(RADIANS(SolarPosition!Z277)))+epw!P277","v":0},0,0,-21.342650650741572,"-","-","-","-",0,0,0,0,null,null,null,null,null,null,null,null,null,null,null,null,11.375000000000307,8.167766584871142,{"$f":"(epw!G281+273.15)^4*(5.67/(10^8))-epw!M281","v":63.906137646429272}]
[43.462000000000003,0.75855499950177552,142.22399999999999,2.4822770753564147,12,0.25,3.3152000000000008,12,8.5597388799999994,0.14939562656697178,{"$f":"epw!A278-1968","v":37},13.026908965302045,0.22736245280208844,8.8505069365455373,0.15447048651331646,-0.29076805654553795,-5.0748599463446868E-3,3.0681283422018243E-2,1.7579080501263451,-2.0486761066718833,-0.37807343635474816,-21.66201224913501,-84.824676106671888,-1.4804698849991893,-0.194286365961955,-11.131788786554196,-0.94333698408868072,0.33183630670930542,-1.2325468090795912,-70.619730212577437,null,{"$f":"IF(Z278<0,0,epw!O278*SIN(RADIANS(SolarPosition!Z278)))+epw!P278","v":0},0,0,-10.890789230245407,"-","-","-","-",0,0,0,0,null,null,null,null,null,null,null,null,null,null,null,null,11.416666666666973,8.1655110402442652,{"$f":"(epw!G282+273.15)^4*(5.67/(10^8))-epw!M282","v":55.124236935302747}]
[43.462000000000003,0.75855499950177552,142.22399999999999,2.4822770753564147,12,0.29166666666666702,3.3152000000000008,12,8.5597388799999994,0.14939562656697178,{"$f":"epw!A279-1968","v":37},13.026908965302045,0.22736245280208844,8.8505069365455373,0.15447048651331646,-0.29076805654553795,-5.0748599463446868E-3,3.0681283422018243E-2,1.7579080501263451,-2.0486761066718833,-0.37807343635474816,-21.66201224913501,-69.824676106671745,-1.2186704972000373,-2.1261337394660507E-2,-1.2181848995177207,-0.87254964963158987,0.48852544348046967,-1.0603973148673189,-60.756290748902437,null,{"$f":"IF(Z279<0,0,epw!O279*SIN(RADIANS(SolarPosition!Z279)))+epw!P279","v":0},2.7777777777777777,0.01,-1.0615668205581892,3,5.2335956242943828E-2,0.13746473821734803,3.882812966733875E-2,0,0.01,0,2.7777777777777777,null,null,null,null,null,null,null,null,null,null,null,null,11.458333333333639,8.163255182056643,{"$f":"(epw!G283+273.15)^4*(5.67/(10^8))-epw!M283","v":55.549006053045275}]
[43.462000000000003,0.75855499950177552,142.22399999999999,2.4822770753564147,12,0.33333333333333398,3.3152000000000008,12,8.5597388799999994,0.14939562656697178,{"$f":"epw!A280-1968","v":37},13.026908965302045,0.22736245280208844,8.8505069365455373,0.15447048651331646,-0.29076805654553795,-5.0748599463446868E-3,3.0681283422018243E-2,1.7579080501263451,-2.0486761066718833,-0.37807343635474816,-21.66201224913501,-54.824676106671653,-0.95687110940088616,0.13510244649055589,7.7407999858008925,-0.76665284346209617,0.64206184874315853,-0.87361166347872288,-50.05426125073398,null,{"$f":"IF(Z280<0,0,epw!O280*SIN(RADIANS(SolarPosition!Z280)))+epw!P280","v":0},47.222222222222221,0.17,7.7976264201227732,7.7976264201227732,0.13567452882115691,0.37497300090554375,0.25462276758702257,0.17,0.15,47.222222222222221,41.666666666666664,null,null,null,null,null,null,null,null,null,null,null,null,11.500000000000306,8.160999011468812,{"$f":"(epw!G284+273.15)^4*(5.67/(10^8))-epw!M284","v":54.218569183970374}]
[43.462000000000003,0.75855499950177552,142.22399999999999,2.4822770753564147,12,0.375,3.3152000000000008,12,8.5597388799999994,0.14939562656697178,{"$f":"epw!A281-1968","v":37},13.026908965302045,0.22736245280208844,8.8505069365455373,0.15447048651331646,-0.29076805654553795,-5.0748599463446868E-3,3.0681283422018243E-2,1.7579080501263451,-2.0486761066718833,-0.37807343635474816,-21.66201224913501,-39.824676106671895,-0.69507172160174102,0.26733336167799532,15.317073347193512,-0.61713233675134715,0.78685937684939722,-0.66509302977764728,-38.107023589827975,null,{"$f":"IF(Z281<0,0,epw!O281*SIN(RADIANS(SolarPosition!Z281)))+epw!P281","v":0},116.66666666666666,0.42,15.257515790763481,15.257515790763481,0.26315776845616762,0.78281110591075531,0.32432447995679781,0.33,0.33,91.666666666666671,91.666666666666671,null,null,null,null,null,null,null,null,null,null,null,null,11.541666666666972,8.1587425296414935,{"$f":"(epw!G285+273.15)^4*(5.67/(10^8))-epw!M285","v":62.212569979658952}]
[43.462000000000003,0.75855499950177552,142.22399999999999,2.4822770753564147,12,0.41666666666666702,3.3152000000000008,12,8.5597388799999994,0.14939562656697178,{"$f":"epw!A282-1968","v":37},13.026908965302045,0.22736245280208844,8.8505069365455373,0.15447048651331646,-0.29076805654553795,-5.0748599463446868E-3,3.0681283422018243E-2,1.7579080501263451,-2.0486761066718833,-0.37807343635474816,-21.66201224913501,-24.824676106671763,-0.43327233380258928,0.36647110898308316,20.997247858209494,-0.41794519526083895,0.90847224160035789,-0.43118231566813359,-24.704926888461642,null,{"$f":"IF(Z282<0,0,epw!O282*SIN(RADIANS(SolarPosition!Z282)))+epw!P282","v":90.456236645886904},330.55555555555554,1.19,20.807858126279196,20.807858126279196,0.35523517057454057,1.1111117581876728,0.68073430833283799,2.67,0.24,741.66666666666663,66.666666666666671,null,null,null,null,null,null,null,null,null,null,null,null,11.583333333333638,8.1564857377355544,{"$f":"(epw!G286+273.15)^4*(5.67/(10^8))-epw!M286","v":46.79216524644022}]
[43.462000000000003,0.75855499950177552,142.22399999999999,2.4822770753564147,12,0.45833333333333398,3.3152000000000008,12,8.5597388799999994,0.14939562656697178,{"$f":"epw!A283-1968","v":37},13.026908965302045,0.22736245280208844,8.8505069365455373,0.15447048651331646,-0.29076805654553795,-5.0748599463446868E-3,3.0681283422018243E-2,1.7579080501263451,-2.0486761066718833,-0.37807343635474816,-21.66201224913501,-9.824676106671653,-0.17147294600343799,0.42329046131592329,24.252756941548043,-0.17393433753510884,0.98475725243646861,-0.17482350699325355,-10.016649110389261,null,{"$f":"IF(Z283<0,0,epw!O283*SIN(RADIANS(SolarPosition!Z283)))+epw!P283","v":320.38949965680115},236.11111111111111,0.85,23.930725814517569,23.930725814517569,0.40563181238701018,1.3028569719557237,0.42582735087045293,0.69,0.56999999999999995,191.66666666666666,158.33333333333334,null,null,null,null,null,null,null,null,null,null,null,null,11.625000000000304,8.1542286369120109,{"$f":"(epw!G287+273.15)^4*(5.67/(10^8))-epw!M287","v":70.511174326858907}]
[43.462000000000003,0.75855499950177552,142.22399999999999,2.4822770753564147,12,0.5,3.3152000000000008,12,8.5597388799999994,0.14939562656697178,{"$f":"epw!A284-1968","v":37},13.026908965302045,0.22736245280208844,8.8505069365455373,0.15447048651331646,-0.29076805654553795,-5.0748599463446868E-3,3.0681283422018243E-2,1.7579080501263451,-2.0486761066718833,-0.37807343635474816,-21.66201224913501,5.1753238933281063,9.0326441795707244E-2,0.43113878116462356,24.702432545147321,9.2277534902685421E-2,0.99573332602272757,9.2408998680919119E-2,5.2946456134466571,null,{"$f":"IF(Z284<0,0,epw!O284*SIN(RADIANS(SolarPosition!Z284)))+epw!P284","v":382.68295066753399},205.55555555555554,0.74,24.262216408751211,24.262216408751211,0.41091324603844515,1.3234468491776266,0.36595544509547118,0.43,0.56000000000000005,119.44444444444444,155.55555555555554,null,null,null,null,null,null,null,null,null,null,null,null,11.66666666666697,8.1519712283320693,{"$f":"(epw!G288+273.15)^4*(5.67/(10^8))-epw!M288","v":55.256278226552809}]
[43.462000000000003,0.75855499950177552,142.22399999999999,2.4822770753564147,12,0.54166666666666696,3.3152000000000008,12,8.5597388799999994,0.14939562656697178,{"$f":"epw!A285-1968","v":37},13.026908965302045,0.22736245280208844,8.8505069365455373,0.15447048651331646,-0.29076805654553795,-5.0748599463446868E-3,3.0681283422018243E-2,1.7579080501263451,-2.0486761066718833,-0.37807343635474816,-21.66201224913501,20.175323893328212,0.3521258295948585,0.38900191726991701,22.288168082063454,0.3464182902231569,0.93808015019979207,0.3537502711368512,20.268397537750118,null,{"$f":"IF(Z285<0,0,epw!O285*SIN(RADIANS(SolarPosition!Z285)))+epw!P285","v":369.86220342454851},177.77777777777777,0.64,21.760000668747402,21.760000668747402,0.37071955055348177,1.1691154782634485,0.35081739472008183,0.39,0.5,108.33333333333333,138.88888888888889,null,null,null,null,null,null,null,null,null,null,null,null,11.708333333333636,8.149713513157069,{"$f":"(epw!G289+273.15)^4*(5.67/(10^8))-epw!M289","v":59.877268613559465}]
[43.462000000000003,0.75855499950177552,142.22399999999999,2.4822770753564147,12,0.58333333333333404,3.3152000000000008,12,8.5597388799999994,0.14939562656697178,{"$f":"epw!A286-1968","v":37},13.026908965302045,0.22736245280208844,8.8505069365455373,0.15447048651331646,-0.29076805654553795,-5.0748599463446868E-3,3.0681283422018243E-2,1.7579080501263451,-2.0486761066718833,-0.37807343635474816,-21.66201224913501,35.175323893328375,0.61392521739401085,0.30204615114292233,17.305969678660016,0.56078285572037012,0.82796291506933239,0.59533101784918696,34.109954735985895,null,{"$f":"IF(Z286<0,0,epw!O286*SIN(RADIANS(SolarPosition!Z286)))+epw!P286","v":222.60434130084667},133.33333333333334,0.48000000000000004,16.725684326261877,16.725684326261877,0.28778985985619804,0.86785459228409256,0.33893185194734859,0.37,0.37,102.77777777777777,102.77777777777777,null,null,null,null,null,null,null,null,null,null,null,null,11.750000000000302,8.1474554925485059,{"$f":"(epw!G290+273.15)^4*(5.67/(10^8))-epw!M290","v":68.28460181068391}]
[43.462000000000003,0.75855499950177552,142.22399999999999,2.4822770753564147,12,0.625,3.3152000000000008,12,8.5597388799999994,0.14939562656697178,{"$f":"epw!A287-1968","v":37},13.026908965302045,0.22736245280208844,8.8505069365455373,0.15447048651331646,-0.29076805654553795,-5.0748599463446868E-3,3.0681283422018243E-2,1.7579080501263451,-2.0486761066718833,-0.37807343635474816,-21.66201224913501,50.175323893328105,0.87572460519315554,0.17906268846531564,10.259536317328473,0.7253669962763849,0.68836234696050524,0.81156738866642819,46.499386161039652,null,{"$f":"IF(Z287<0,0,epw!O287*SIN(RADIANS(SolarPosition!Z287)))+epw!P287","v":206.30591931183474},75,0.27,9.6585183881903571,9.6585183881903571,0.16777569531982034,0.4725834431554502,0.32702529926978269,0.36,0.21,100,58.333333333333329,null,null,null,null,null,null,null,null,null,null,null,null,11.791666666666968,8.1451971676680532,{"$f":"(epw!G291+273.15)^4*(5.67/(10^8))-epw!M291","v":59.497533805721503}]
[43.462000000000003,0.75855499950177552,142.22399999999999,2.4822770753564147,12,0.66666666666666696,3.3152000000000008,12,8.5597388799999994,0.14939562656697178,{"$f":"epw!A288-1968","v":37},13.026908965302045,0.22736245280208844,8.8505069365455373,0.15447048651331646,-0.29076805654553795,-5.0748599463446868E-3,3.0681283422018243E-2,1.7579080501263451,-2.0486761066718833,-0.37807343635474816,-21.66201224913501,65.175323893328226,1.1375239929923071,2.9302880914386521E-2,1.6789314039687984,0.84386227519834234,0.53655983869189938,1.0044412118523582,57.550242208145931,null,{"$f":"IF(Z288<0,0,epw!O288*SIN(RADIANS(SolarPosition!Z288)))+epw!P288","v":79.425029855495808},16.666666666666668,6.0000000000000005E-2,1.0804231592311881,3,5.2335956242943828E-2,0.13746473821734803,0.23296877800403251,0.14000000000000001,0.05,38.888888888888886,13.888888888888889,null,null,null,null,null,null,null,null,null,null,null,null,11.833333333333634,8.1429385396775231,{"$f":"(epw!G292+273.15)^4*(5.67/(10^8))-epw!M292","v":62.997220879750103}]
[43.462000000000003,0.75855499950177552,142.22399999999999,2.4822770753564147,12,0.70833333333333404,3.3152000000000008,12,8.5597388799999994,0.14939562656697178,{"$f":"epw!A289-1968","v":37},13.026908965302045,0.22736245280208844,8.8505069365455373,0.15447048651331646,-0.29076805654553795,-5.0748599463446868E-3,3.0681283422018243E-2,1.7579080501263451,-2.0486761066718833,-0.37807343635474816,-21.66201224913501,80.175323893328382,1.3993233807914591,-0.1392601907470182,-7.979021183990942,0.92469978407941633,0.38069713595387172,1.1802462420355702,67.623128454814022,null,{"$f":"IF(Z289<0,0,epw!O289*SIN(RADIANS(SolarPosition!Z289)))+epw!P289","v":30},0,0,-8.5586144143188232,"-","-","-","-",0,0,0,0,null,null,null,null,null,null,null,null,null,null,null,null,11.8750000000003,8.1406796097388803,{"$f":"(epw!G293+273.15)^4*(5.67/(10^8))-epw!M293","v":70.590488421346492}]
[43.462000000000003,0.75855499950177552,142.22399999999999,2.4822770753564147,12,0.75,3.3152000000000008,12,8.5597388799999994,0.14939562656697178,{"$f":"epw!A290-1968","v":37},13.026908965302045,0.22736245280208844,8.8505069365455373,0.15447048651331646,-0.29076805654553795,-5.0748599463446868E-3,3.0681283422018243E-2,1.7579080501263451,-2.0486761066718833,-0.37807343635474816,-21.66201224913501,95.175323893328112,1.6611227685906038,-0.32020788837153841,-18.346560570485341,0.97515593047263738,0.22151955052329997,1.3474238672216987,77.20170080699917,null,{"$f":"IF(Z290<0,0,epw!O290*SIN(RADIANS(SolarPosition!Z290)))+epw!P290","v":10},0,0,-18.894597195856932,"-","-","-","-",0,0,0,0,null,null,null,null,null,null,null,null,null,null,null,null,11.916666666666966,8.1384203790142706,{"$f":"(epw!G294+273.15)^4*(5.67/(10^8))-epw!M294","v":59.078568035002718}]
[43.462000000000003,0.75855499950177552,142.22399999999999,2.4822770753564147,12,0.79166666666666696,3.3152000000000008,12,8.5597388799999994,0.14939562656697178,{"$f":"epw!A291-1968","v":37},13.026908965302045,0.22736245280208844,8.8505069365455373,0.15447048651331646,-0.29076805654553795,-5.0748599463446868E-3,3.0681283422018243E-2,1.7579080501263451,-2.0486761066718833,-0.37807343635474816,-21.66201224913501,110.17532389332823,1.9229221563897554,-0.50815995238293266,-29.115420589110919,0.99852472905932144,5.4298853183182061E-2,1.5164707560046948,86.88737407408226,null,{"$f":"IF(Z291<0,0,epw!O291*SIN(RADIANS(SolarPosition!Z291)))+epw!P291","v":0},0,0,-29.619582330983945,"-","-","-","-",0,0,0,0,null,null,null,null,null,null,null,null,null,null,null,null,11.958333333333632,8.136160848665968,{"$f":"(epw!G295+273.15)^4*(5.67/(10^8))-epw!M295","v":65.797881455033973}]
[43.462000000000003,0.75855499950177552,142.22399999999999,2.4822770753564147,12,0.83333333333333404,3.3152000000000008,12,8.5597388799999994,0.14939562656697178,{"$f":"epw!A292-1968","v":37},13.026908965302045,0.22736245280208844,8.8505069365455373,0.15447048651331646,-0.29076805654553795,-5.0748599463446868E-3,3.0681283422018243E-2,1.7579080501263451,-2.0486761066718833,-0.37807343635474816,-21.66201224913501,125.17532389332838,2.1847215441889074,-0.69778514005404146,-39.98014353204163,0.99138627614217223,-0.13097042214544627,1.702144097093472,97.525672886562162,null,{"$f":"IF(Z292<0,0,epw!O292*SIN(RADIANS(SolarPosition!Z292)))+epw!P292","v":0},0,0,-40.424111299472493,"-","-","-","-",0,0,0,0,null,null,null,null,null,null,null,null,null,null,null,null,12.000000000000298,8.1339010198564061,{"$f":"(epw!G296+273.15)^4*(5.67/(10^8))-epw!M296","v":62.407947008849987}]
[43.462000000000003,0.75855499950177552,142.22399999999999,2.4822770753564147,12,0.875,3.3152000000000008,12,8.5597388799999994,0.14939562656697178,{"$f":"epw!A293-1968","v":37},13.026908965302045,0.22736245280208844,8.8505069365455373,0.15447048651331646,-0.29076805654553795,-5.0748599463446868E-3,3.0681283422018243E-2,1.7579080501263451,-2.0486761066718833,-0.37807343635474816,-21.66201224913501,140.17532389332811,2.4465209319880521,-0.88196710242101539,-50.532992638106592,0.93640557025734139,-0.35091966030848631,1.929349367441906,110.5435759606563,null,{"$f":"IF(Z293<0,0,epw!O293*SIN(RADIANS(SolarPosition!Z293)))+epw!P293","v":0},0,0,-50.888840448417177,"-","-","-","-",0,0,0,0,null,null,null,null,null,null,null,null,null,null,null,null,12.041666666666965,8.1316408937481857,{"$f":"(epw!G297+273.15)^4*(5.67/(10^8))-epw!M297","v":51.304772710580551}]
[43.462000000000003,0.75855499950177552,142.22399999999999,2.4822770753564147,12,0.91666666666666696,3.3152000000000008,12,8.5597388799999994,0.14939562656697178,{"$f":"epw!A294-1968","v":37},13.026908965302045,0.22736245280208844,8.8505069365455373,0.15447048651331646,-0.29076805654553795,-5.0748599463446868E-3,3.0681283422018243E-2,1.7579080501263451,-2.0486761066718833,-0.37807343635474816,-21.66201224913501,155.17532389332823,2.7083203197872039,-1.0474535425506972,-60.014667224181743,0.78073148939440495,-0.62486665895052629,2.245757058161086,128.67240124434599,null,{"$f":"IF(Z294<0,0,epw!O294*SIN(RADIANS(SolarPosition!Z294)))+epw!P294","v":0},0,0,-60.227162310082541,"-","-","-","-",0,0,0,0,null,null,null,null,null,null,null,null,null,null,null,null,12.083333333333631,8.1293804715040459,{"$f":"(epw!G298+273.15)^4*(5.67/(10^8))-epw!M298","v":63.21349415920389}]
[43.462000000000003,0.75855499950177552,142.22399999999999,2.4822770753564147,12,0.95833333333333404,3.3152000000000008,12,8.5597388799999994,0.14939562656697178,{"$f":"epw!A295-1968","v":37},13.026908965302045,0.22736245280208844,8.8505069365455373,0.15447048651331646,-0.29076805654553795,-5.0748599463446868E-3,3.0681283422018243E-2,1.7579080501263451,-2.0486761066718833,-0.37807343635474816,-21.66201224913501,170.1753238933284,2.9701197075863561,-1.1645054188211488,-66.721245718566124,0.40126852189108708,-0.91596046494340622,2.7286913179435768,156.34249611215719,null,{"$f":"IF(Z295<0,0,epw!O295*SIN(RADIANS(SolarPosition!Z295)))+epw!P295","v":0},0,0,-66.692934760044608,"-","-","-","-",0,0,0,0,null,null,null,null,null,null,null,null,null,null,null,null,12.125000000000297,8.1271197542868823,{"$f":"(epw!G299+273.15)^4*(5.67/(10^8))-epw!M299","v":57.549006053045275}]
[43.462000000000003,0.75855499950177552,142.22399999999999,2.4822770753564147,12,0,3.3152000000000008,12,8.5597388799999994,0.14939562656697178,{"$f":"epw!A296-1968","v":37},13.026908965302045,0.22736245280208844,8.8505069365455373,0.15447048651331646,-0.29076805654553795,-5.0748599463446868E-3,3.0681283422018243E-2,1.7579080501263451,-2.0486761066718833,-0.37807343635474816,-21.66201224913501,-174.82467610667189,-3.0512662117940859,-1.1829769569158719,-67.779586892508874,-0.22168103928656402,-0.97511923210488882,-2.9180545878847082,-167.19221227458053,null,{"$f":"IF(Z296<0,0,epw!O296*SIN(RADIANS(SolarPosition!Z296)))+epw!P296","v":0},0,0,-67.46999989879339,"-","-","-","-",0,0,0,0,null,null,null,null,null,null,null,null,null,null,null,null,12.166666666666963,8.124858743259745,{"$f":"(epw!G300+273.15)^4*(5.67/(10^8))-epw!M300","v":52.479026653370681}]
[43.462000000000003,0.75855499950177552,142.22399999999999,2.4822770753564147,13,4.1666666666666664E-2,3.3152000000000008,13,9.5453388799999992,0.1665975916746279,{"$f":"epw!A297-1968","v":37},13.026956055079822,0.2273632746737547,9.8692749826376751,0.17225134323173361,-0.32393610263767592,-5.6537515571057325E-3,3.1765234184699724E-2,1.8200138540279807,-2.1439499566656566,-0.37517656977727337,-21.4960340204332,-159.91994995666568,-2.7911296663683789,-1.0894116238379965,-62.418688198410827,-0.68994962012487426,-0.72385739043650166,-2.3801732023230819,-136.37387900325038,null,{"$f":"IF(Z297<0,0,epw!O297*SIN(RADIANS(SolarPosition!Z297)))+epw!P297","v":0},0,0,-61.978815220162808,"-","-","-","-",0,0,0,0,null,null,null,null,null,null,null,null,null,null,null,null,12.208333333333629,8.1225974395858351,{"$f":"(epw!G301+273.15)^4*(5.67/(10^8))-epw!M301","v":65.420817381738857}]
[43.462000000000003,0.75855499950177552,142.22399999999999,2.4822770753564147,13,8.3333333333333329E-2,3.3152000000000008,13,9.5453388799999992,0.1665975916746279,{"$f":"epw!A298-1968","v":37},13.026956055079822,0.2273632746737547,9.8692749826376751,0.17225134323173361,-0.32393610263767592,-5.6537515571057325E-3,3.1765234184699724E-2,1.8200138540279807,-2.1439499566656566,-0.37517656977727337,-21.4960340204332,-144.91994995666568,-2.5293302785692298,-0.9352202967186577,-53.584175916951637,-0.90078740820867675,-0.43426034266634816,-2.0200133178033215,-115.73823767034899,null,{"$f":"IF(Z298<0,0,epw!O298*SIN(RADIANS(SolarPosition!Z298)))+epw!P298","v":0},0,0,-53.131224362642762,"-","-","-","-",0,0,0,0,null,null,null,null,null,null,null,null,null,null,null,null,12.250000000000295,8.1203358444284977,{"$f":"(epw!G302+273.15)^4*(5.67/(10^8))-epw!M302","v":61.374333535869766}]
[43.462000000000003,0.75855499950177552,142.22399999999999,2.4822770753564147,13,0.125,3.3152000000000008,13,9.5453388799999992,0.1665975916746279,{"$f":"epw!A299-1968","v":37},13.026956055079822,0.2273632746737547,9.8692749826376751,0.17225134323173361,-0.32393610263767592,-5.6537515571057325E-3,3.1765234184699724E-2,1.8200138540279807,-2.1439499566656566,-0.37517656977727337,-21.4960340204332,-129.91994995666568,-2.2675308907700802,-0.7552101639022506,-43.27035503698211,-0.98004200564985122,-0.19879051074389126,-1.7709199729537841,-101.46624030567372,null,{"$f":"IF(Z299<0,0,epw!O299*SIN(RADIANS(SolarPosition!Z299)))+epw!P299","v":0},0,0,-42.849761268216305,"-","-","-","-",0,0,0,0,null,null,null,null,null,null,null,null,null,null,null,null,12.291666666666961,8.1180739589512338,{"$f":"(epw!G303+273.15)^4*(5.67/(10^8))-epw!M303","v":61.745558780087663}]
[43.462000000000003,0.75855499950177552,142.22399999999999,2.4822770753564147,13,0.16666666666666699,3.3152000000000008,13,9.5453388799999992,0.1665975916746279,{"$f":"epw!A300-1968","v":37},13.026956055079822,0.2273632746737547,9.8692749826376751,0.17225134323173361,-0.32393610263767592,-5.6537515571057325E-3,3.1765234184699724E-2,1.8200138540279807,-2.1439499566656566,-0.37517656977727337,-21.4960340204332,-114.91994995666553,-2.0057315029709284,-0.56642574827571501,-32.453804783738036,-0.99999035942684622,-4.3910196272447027E-3,-1.5751873605328444,-90.25158770088396,null,{"$f":"IF(Z300<0,0,epw!O300*SIN(RADIANS(SolarPosition!Z300)))+epw!P300","v":0},0,0,-32.082974923379702,"-","-","-","-",0,0,0,0,null,null,null,null,null,null,null,null,null,null,null,null,12.333333333333627,8.1158117843177013,{"$f":"(epw!G304+273.15)^4*(5.67/(10^8))-epw!M304","v":44.339530498533634}]
[43.462000000000003,0.75855499950177552,142.22399999999999,2.4822770753564147,13,0.20833333333333401,3.3152000000000008,13,9.5453388799999992,0.1665975916746279,{"$f":"epw!A301-1968","v":37},13.026956055079822,0.2273632746737547,9.8692749826376751,0.17225134323173361,-0.32393610263767592,-5.6537515571057325E-3,3.1765234184699724E-2,1.8200138540279807,-2.1439499566656566,-0.37517656977727337,-21.4960340204332,-99.919949956665434,-1.7439321151717773,-0.37729283316052975,-21.617286980631867,-0.98587328427174004,0.1674928874885524,-1.4025102472750832,-80.35791789271174,null,{"$f":"IF(Z301<0,0,epw!O301*SIN(RADIANS(SolarPosition!Z301)))+epw!P301","v":0},0,0,-21.307108945943209,"-","-","-","-",0,0,0,0,null,null,null,null,null,null,null,null,null,null,null,null,12.375000000000293,8.1135493216916874,{"$f":"(epw!G305+273.15)^4*(5.67/(10^8))-epw!M305","v":55.152052868408987}]
[43.462000000000003,0.75855499950177552,142.22399999999999,2.4822770753564147,13,0.25,3.3152000000000008,13,9.5453388799999992,0.1665975916746279,{"$f":"epw!A302-1968","v":37},13.026956055079822,0.2273632746737547,9.8692749826376751,0.17225134323173361,-0.32393610263767592,-5.6537515571057325E-3,3.1765234184699724E-2,1.8200138540279807,-2.1439499566656566,-0.37517656977727337,-21.4960340204332,-84.919949956665661,-1.4821327273726317,-0.19346673826053959,-11.084827578491083,-0.94440734596540321,0.32877768307259431,-1.2357873124798662,-70.805397380910975,null,{"$f":"IF(Z302<0,0,epw!O302*SIN(RADIANS(SolarPosition!Z302)))+epw!P302","v":0},0,0,-10.846134146529508,"-","-","-","-",0,0,0,0,null,null,null,null,null,null,null,null,null,null,null,null,12.416666666666959,8.1112865722371428,{"$f":"(epw!G306+273.15)^4*(5.67/(10^8))-epw!M306","v":58.831519772756167}]
[43.462000000000003,0.75855499950177552,142.22399999999999,2.4822770753564147,13,0.29166666666666702,3.3152000000000008,13,9.5453388799999992,0.1665975916746279,{"$f":"epw!A303-1968","v":37},13.026956055079822,0.2273632746737547,9.8692749826376751,0.17225134323173361,-0.32393610263767592,-5.6537515571057325E-3,3.1765234184699724E-2,1.8200138540279807,-2.1439499566656566,-0.37517656977727337,-21.4960340204332,-69.919949956665519,-1.2203333395734799,-2.0195791763997946E-2,-1.1571336320021501,-0.87406314149152864,0.48581233484336334,-1.063504021137577,-60.934291906375051,null,{"$f":"IF(Z303<0,0,epw!O303*SIN(RADIANS(SolarPosition!Z303)))+epw!P303","v":0},5.5555555555555554,0.02,-1.0028497922487123,3,5.2335956242943828E-2,0.13746473821734803,7.7656259334677499E-2,0.01,0.02,2.7777777777777777,5.5555555555555554,null,null,null,null,null,null,null,null,null,null,null,null,12.458333333333625,8.1090235371181638,{"$f":"(epw!G307+273.15)^4*(5.67/(10^8))-epw!M307","v":56.048580968219369}]
[43.462000000000003,0.75855499950177552,142.22399999999999,2.4822770753564147,13,0.33333333333333398,3.3152000000000008,13,9.5453388799999992,0.1665975916746279,{"$f":"epw!A304-1968","v":37},13.026956055079822,0.2273632746737547,9.8692749826376751,0.17225134323173361,-0.32393610263767592,-5.6537515571057325E-3,3.1765234184699724E-2,1.8200138540279807,-2.1439499566656566,-0.37517656977727337,-21.4960340204332,-54.919949956665427,-0.95853395177432876,0.13649531178091137,7.820605288368526,-0.76857641736583715,0.63975799382977194,-0.87661297832174223,-50.226223924228954,null,{"$f":"IF(Z304<0,0,epw!O304*SIN(RADIANS(SolarPosition!Z304)))+epw!P304","v":0},55.555555555555557,0.2,7.875005294887,7.875005294887,0.13701243322366158,0.37897302235568892,0.296631079012799,0.27,0.16,75,44.444444444444443,null,null,null,null,null,null,null,null,null,null,null,null,12.500000000000291,8.1067602174989819,{"$f":"(epw!G308+273.15)^4*(5.67/(10^8))-epw!M308","v":50.650163032997227}]
[43.462000000000003,0.75855499950177552,142.22399999999999,2.4822770753564147,13,0.375,3.3152000000000008,13,9.5453388799999992,0.1665975916746279,{"$f":"epw!A305-1968","v":37},13.026956055079822,0.2273632746737547,9.8692749826376751,0.17225134323173361,-0.32393610263767592,-5.6537515571057325E-3,3.1765234184699724E-2,1.8200138540279807,-2.1439499566656566,-0.37517656977727337,-21.4960340204332,-39.919949956665668,-0.69673456397518352,0.26912440541470589,15.419692594230368,-0.61937578649702008,0.78509466633088143,-0.66794737304835372,-38.270565412521023,null,{"$f":"IF(Z305<0,0,epw!O305*SIN(RADIANS(SolarPosition!Z305)))+epw!P305","v":0},100,0.36,15.357541691850006,15.357541691850006,0.26484161401061146,0.78856009720321751,0.27622495393271423,0.2,0.31,55.555555555555557,86.111111111111114,null,null,null,null,null,null,null,null,null,null,null,null,12.541666666666957,8.1044966145439936,{"$f":"(epw!G309+273.15)^4*(5.67/(10^8))-epw!M309","v":61.843255846255943}]
[43.462000000000003,0.75855499950177552,142.22399999999999,2.4822770753564147,13,0.41666666666666702,3.3152000000000008,13,9.5453388799999992,0.1665975916746279,{"$f":"epw!A306-1968","v":37},13.026956055079822,0.2273632746737547,9.8692749826376751,0.17225134323173361,-0.32393610263767592,-5.6537515571057325E-3,3.1765234184699724E-2,1.8200138540279807,-2.1439499566656566,-0.37517656977727337,-21.4960340204332,-24.919949956665537,-0.43493517617603183,0.36870273182822821,21.125110428701284,-0.42028886206473115,0.90739036385909067,-0.43376364037351434,-24.852825899632808,null,{"$f":"IF(Z306<0,0,epw!O306*SIN(RADIANS(SolarPosition!Z306)))+epw!P306","v":140.48210047871902},141.66666666666666,0.51,20.932880658391035,20.932880658391035,0.35727405783989269,1.1187032325379875,0.29007835801212395,0.22,0.43,61.111111111111107,119.44444444444444,null,null,null,null,null,null,null,null,null,null,null,null,12.583333333333623,8.1022327294177323,{"$f":"(epw!G310+273.15)^4*(5.67/(10^8))-epw!M310","v":56.323216559644322}]
[43.462000000000003,0.75855499950177552,142.22399999999999,2.4822770753564147,13,0.45833333333333398,3.3152000000000008,13,9.5453388799999992,0.1665975916746279,{"$f":"epw!A307-1968","v":37},13.026956055079822,0.2273632746737547,9.8692749826376751,0.17225134323173361,-0.32393610263767592,-5.6537515571057325E-3,3.1765234184699724E-2,1.8200138540279807,-2.1439499566656566,-0.37517656977727337,-21.4960340204332,-9.9199499566654268,-0.17313578837688048,0.42594899870355735,24.405079913537207,-0.17601699725523318,0.98438712744389889,-0.17693880027985864,-10.13784648814409,null,{"$f":"IF(Z307<0,0,epw!O307*SIN(RADIANS(SolarPosition!Z307)))+epw!P307","v":149},211.11111111111111,0.76,24.079927838363314,24.079927838363314,0.40801064641637574,1.3121193011957046,0.37851991313615851,0.48,0.56000000000000005,133.33333333333334,155.55555555555554,null,null,null,null,null,null,null,null,null,null,null,null,12.62500000000029,8.0999685632848717,{"$f":"(epw!G311+273.15)^4*(5.67/(10^8))-epw!M311","v":52.689101478127725}]
[43.462000000000003,0.75855499950177552,142.22399999999999,2.4822770753564147,13,0.5,3.3152000000000008,13,9.5453388799999992,0.1665975916746279,{"$f":"epw!A308-1968","v":37},13.026956055079822,0.2273632746737547,9.8692749826376751,0.17225134323173361,-0.32393610263767592,-5.6537515571057325E-3,3.1765234184699724E-2,1.8200138540279807,-2.1439499566656566,-0.37517656977727337,-21.4960340204332,5.0800500433343334,8.8663599422264733E-2,0.43413873319857399,24.874317135434367,9.0812841237143324E-2,0.99586797712670583,9.0938128583416322E-2,5.2103709646477512,null,{"$f":"IF(Z308<0,0,epw!O308*SIN(RADIANS(SolarPosition!Z308)))+epw!P308","v":348.22681666554718},430.55555555555554,1.55,24.430790344527963,24.430790344527963,0.41359376507475004,1.3339329689691994,0.76156039419302601,3.24,0.21,900,58.333333333333329,null,null,null,null,null,null,null,null,null,null,null,null,12.666666666666956,8.0977041173102329,{"$f":"(epw!G312+273.15)^4*(5.67/(10^8))-epw!M312","v":59.94604814624023}]
[43.462000000000003,0.75855499950177552,142.22399999999999,2.4822770753564147,13,0.54166666666666696,3.3152000000000008,13,9.5453388799999992,0.1665975916746279,{"$f":"epw!A309-1968","v":37},13.026956055079822,0.2273632746737547,9.8692749826376751,0.17225134323173361,-0.32393610263767592,-5.6537515571057325E-3,3.1765234184699724E-2,1.8200138540279807,-2.1439499566656566,-0.37517656977727337,-21.4960340204332,20.080050043334438,0.35046298722141594,0.39220877783863123,22.471907658137702,0.34570161672357441,0.93834449547845011,0.35298639983897107,20.224630936290403,null,{"$f":"IF(Z309<0,0,epw!O309*SIN(RADIANS(SolarPosition!Z309)))+epw!P309","v":376.11287715519154},380.55555555555554,1.37,21.940462651905751,21.940462651905751,0.37364293350498751,1.1801568470626513,0.74509290685572382,3.13,0.2,869.44444444444446,55.555555555555557,null,null,null,null,null,null,null,null,null,null,null,null,12.708333333333622,8.095439392658788,{"$f":"(epw!G313+273.15)^4*(5.67/(10^8))-epw!M313","v":71.689101478127725}]
[43.462000000000003,0.75855499950177552,142.22399999999999,2.4822770753564147,13,0.58333333333333404,3.3152000000000008,13,9.5453388799999992,0.1665975916746279,{"$f":"epw!A310-1968","v":37},13.026956055079822,0.2273632746737547,9.8692749826376751,0.17225134323173361,-0.32393610263767592,-5.6537515571057325E-3,3.1765234184699724E-2,1.8200138540279807,-2.1439499566656566,-0.37517656977727337,-21.4960340204332,35.080050043334602,0.61226237502056824,0.3053275942748665,17.493982520832606,0.5606766018893643,0.82803487130301201,0.5952026917949681,34.102602194677587,null,{"$f":"IF(Z310<0,0,epw!O310*SIN(RADIANS(SolarPosition!Z310)))+epw!P310","v":316.0554366860319},144.44444444444443,0.52,16.910691686239609,16.910691686239609,0.29088073485669624,0.87866925479235436,0.36327458883053387,0.46,0.39,127.77777777777777,108.33333333333333,null,null,null,null,null,null,null,null,null,null,null,null,12.750000000000288,8.0931743904956388,{"$f":"(epw!G314+273.15)^4*(5.67/(10^8))-epw!M314","v":63.435840578234718}]
[43.462000000000003,0.75855499950177552,142.22399999999999,2.4822770753564147,13,0.625,3.3152000000000008,13,9.5453388799999992,0.1665975916746279,{"$f":"epw!A311-1968","v":37},13.026956055079822,0.2273632746737547,9.8692749826376751,0.17225134323173361,-0.32393610263767592,-5.6537515571057325E-3,3.1765234184699724E-2,1.8200138540279807,-2.1439499566656566,-0.37517656977727337,-21.4960340204332,50.080050043334332,0.87406176281971304,0.18232596082302571,10.446508050826967,0.72562301970160636,0.68809245983306799,0.81193939277583338,46.5207004264701,null,{"$f":"IF(Z311<0,0,epw!O311*SIN(RADIANS(SolarPosition!Z311)))+epw!P311","v":213.81779993731334},80.555555555555557,0.28999999999999998,9.8429002525728322,9.8429002525728322,0.1709472761967577,0.48241272947408864,0.34473267356925708,0.42,0.22,116.66666666666666,61.111111111111107,null,null,null,null,null,null,null,null,null,null,null,null,12.791666666666954,8.0909091119860452,{"$f":"(epw!G315+273.15)^4*(5.67/(10^8))-epw!M315","v":70.537958200080652}]
[43.462000000000003,0.75855499950177552,142.22399999999999,2.4822770753564147,13,0.66666666666666696,3.3152000000000008,13,9.5453388799999992,0.1665975916746279,{"$f":"epw!A312-1968","v":37},13.026956055079822,0.2273632746737547,9.8692749826376751,0.17225134323173361,-0.32393610263767592,-5.6537515571057325E-3,3.1765234184699724E-2,1.8200138540279807,-2.1439499566656566,-0.37517656977727337,-21.4960340204332,65.080050043334452,1.1358611506188645,3.2500922751074302E-2,1.8621657039172741,0.84426210112486055,0.5359305035209655,1.0051868146652851,57.592962102519721,null,{"$f":"IF(Z312<0,0,epw!O312*SIN(RADIANS(SolarPosition!Z312)))+epw!P312","v":112.60930880582053},16.666666666666668,6.0000000000000005E-2,1.2615157509828878,3,5.2335956242943828E-2,0.13746473821734803,0.23296877800403251,0.14000000000000001,0.05,38.888888888888886,13.888888888888889,null,null,null,null,null,null,null,null,null,null,null,null,12.83333333333362,8.0886435582954039,{"$f":"(epw!G316+273.15)^4*(5.67/(10^8))-epw!M316","v":73.372461625895426}]
[43.462000000000003,0.75855499950177552,142.22399999999999,2.4822770753564147,13,0.70833333333333404,3.3152000000000008,13,9.5453388799999992,0.1665975916746279,{"$f":"epw!A313-1968","v":37},13.026956055079822,0.2273632746737547,9.8692749826376751,0.17225134323173361,-0.32393610263767592,-5.6537515571057325E-3,3.1765234184699724E-2,1.8200138540279807,-2.1439499566656566,-0.37517656977727337,-21.4960340204332,80.080050043334609,1.3976605384180165,-0.13613932065150816,-7.8002084991096261,0.92509181038372024,0.37974352181567361,1.181277292297203,67.682203283271434,null,{"$f":"IF(Z313<0,0,epw!O313*SIN(RADIANS(SolarPosition!Z313)))+epw!P313","v":55},0,0,-8.3815341097706106,"-","-","-","-",0,0,0,0,null,null,null,null,null,null,null,null,null,null,null,null,12.875000000000286,8.0863777305892448,{"$f":"(epw!G317+273.15)^4*(5.67/(10^8))-epw!M317","v":65.21349415920389}]
[43.462000000000003,0.75855499950177552,142.22399999999999,2.4822770753564147,13,0.75,3.3152000000000008,13,9.5453388799999992,0.1665975916746279,{"$f":"epw!A314-1968","v":37},13.026956055079822,0.2273632746737547,9.8692749826376751,0.17225134323173361,-0.32393610263767592,-5.6537515571057325E-3,3.1765234184699724E-2,1.8200138540279807,-2.1439499566656566,-0.37517656977727337,-21.4960340204332,95.080050043334339,1.6594599262171614,-0.31715228412350566,-18.171487343210817,0.97543566281911176,0.22028451534467952,1.3486901856225673,77.274255506888693,null,{"$f":"IF(Z314<0,0,epw!O314*SIN(RADIANS(SolarPosition!Z314)))+epw!P314","v":13},0,0,-18.72092078342634,"-","-","-","-",0,0,0,0,null,null,null,null,null,null,null,null,null,null,null,null,12.916666666666952,8.084111630033247,{"$f":"(epw!G318+273.15)^4*(5.67/(10^8))-epw!M318","v":50.242691537877704}]
[43.462000000000003,0.75855499950177552,142.22399999999999,2.4822770753564147,13,0.79166666666666696,3.3152000000000008,13,9.5453388799999992,0.1665975916746279,{"$f":"epw!A315-1968","v":37},13.026956055079822,0.2273632746737547,9.8692749826376751,0.17225134323173361,-0.32393610263767592,-5.6537515571057325E-3,3.1765234184699724E-2,1.8200138540279807,-2.1439499566656566,-0.37517656977727337,-21.4960340204332,110.08005004333445,1.9212593140163128,-0.50513984233064646,-28.942381029449887,0.99860369772568314,5.2826649416676551E-2,1.5179450763138878,86.971846405449426,null,{"$f":"IF(Z315<0,0,epw!O315*SIN(RADIANS(SolarPosition!Z315)))+epw!P315","v":0},0,0,-29.447699303615632,"-","-","-","-",0,0,0,0,null,null,null,null,null,null,null,null,null,null,null,null,12.958333333333618,8.0818452577932298,{"$f":"(epw!G319+273.15)^4*(5.67/(10^8))-epw!M319","v":59.374333535869766}]
[43.462000000000003,0.75855499950177552,142.22399999999999,2.4822770753564147,13,0.83333333333333404,3.3152000000000008,13,9.5453388799999992,0.1665975916746279,{"$f":"epw!A316-1968","v":37},13.026956055079822,0.2273632746737547,9.8692749826376751,0.17225134323173361,-0.32393610263767592,-5.6537515571057325E-3,3.1765234184699724E-2,1.8200138540279807,-2.1439499566656566,-0.37517656977727337,-21.4960340204332,125.08005004333461,2.1830587018154652,-0.69475351630709703,-39.806444286270072,0.99116954309424044,-0.13260066682469898,1.7037886856553626,97.619900870193973,null,{"$f":"IF(Z316<0,0,epw!O316*SIN(RADIANS(SolarPosition!Z316)))+epw!P316","v":0},0,0,-40.251461492663935,"-","-","-","-",0,0,0,0,null,null,null,null,null,null,null,null,null,null,null,null,13.000000000000284,8.0795786150351496,{"$f":"(epw!G320+273.15)^4*(5.67/(10^8))-epw!M320","v":56.339530498533634}]
[43.462000000000003,0.75855499950177552,142.22399999999999,2.4822770753564147,13,0.875,3.3152000000000008,13,9.5453388799999992,0.1665975916746279,{"$f":"epw!A317-1968","v":37},13.026956055079822,0.2273632746737547,9.8692749826376751,0.17225134323173361,-0.32393610263767592,-5.6537515571057325E-3,3.1765234184699724E-2,1.8200138540279807,-2.1439499566656566,-0.37517656977727337,-21.4960340204332,140.08005004333432,2.4448580896146095,-0.8788594937419868,-50.354939776420025,0.93581964021150454,-0.35247922065621212,1.9310153635819924,110.63903050816833,null,{"$f":"IF(Z317<0,0,epw!O317*SIN(RADIANS(SolarPosition!Z317)))+epw!P317","v":0},0,0,-50.711980176256183,"-","-","-","-",0,0,0,0,null,null,null,null,null,null,null,null,null,null,null,null,13.04166666666695,8.0773117029251047,{"$f":"(epw!G321+273.15)^4*(5.67/(10^8))-epw!M321","v":67.124236935302747}]
[43.462000000000003,0.75855499950177552,142.22399999999999,2.4822770753564147,13,0.91666666666666696,3.3152000000000008,13,9.5453388799999992,0.1665975916746279,{"$f":"epw!A318-1968","v":37},13.026956055079822,0.2273632746737547,9.8692749826376751,0.17225134323173361,-0.32393610263767592,-5.6537515571057325E-3,3.1765234184699724E-2,1.8200138540279807,-2.1439499566656566,-0.37517656977727337,-21.4960340204332,155.08005004333444,2.7066574774137608,-1.0442142277677557,-59.829068158604855,0.7800599626564767,-0.62570476637178918,2.2468310098919306,128.73393414592414,null,{"$f":"IF(Z318<0,0,epw!O318*SIN(RADIANS(SolarPosition!Z318)))+epw!P318","v":0},0,0,-60.043535479398948,"-","-","-","-",0,0,0,0,null,null,null,null,null,null,null,null,null,null,null,null,13.083333333333616,8.0750445226293319,{"$f":"(epw!G322+273.15)^4*(5.67/(10^8))-epw!M322","v":53.51034523152066}]
[43.462000000000003,0.75855499950177552,142.22399999999999,2.4822770753564147,13,0.95833333333333404,3.3152000000000008,13,9.5453388799999992,0.1665975916746279,{"$f":"epw!A319-1968","v":37},13.026956055079822,0.2273632746737547,9.8692749826376751,0.17225134323173361,-0.32393610263767592,-5.6537515571057325E-3,3.1765234184699724E-2,1.8200138540279807,-2.1439499566656566,-0.37517656977727337,-21.4960340204332,170.08005004333461,2.9684568652129135,-1.1612697011043775,-66.53585274969943,0.40255992669339069,-0.9153936341381308,2.727280990373504,156.26169029466109,null,{"$f":"IF(Z319<0,0,epw!O319*SIN(RADIANS(SolarPosition!Z319)))+epw!P319","v":0},0,0,-66.511725850699278,"-","-","-","-",0,0,0,0,null,null,null,null,null,null,null,null,null,null,null,null,13.125000000000282,8.0727770753141996,{"$f":"(epw!G323+273.15)^4*(5.67/(10^8))-epw!M323","v":54.503394605303754}]
[43.462000000000003,0.75855499950177552,142.22399999999999,2.4822770753564147,13,0,3.3152000000000008,13,9.5453388799999992,0.1665975916746279,{"$f":"epw!A320-1968","v":37},13.026956055079822,0.2273632746737547,9.8692749826376751,0.17225134323173361,-0.32393610263767592,-5.6537515571057325E-3,3.1765234184699724E-2,1.8200138540279807,-2.1439499566656566,-0.37517656977727337,-21.4960340204332,-174.91994995666568,-3.0529290541675285,-1.1803871786275195,-67.631203526711673,-0.21648859830286132,-0.9762851462584391,-2.9233763231300873,-167.49712524382679,null,{"$f":"IF(Z320<0,0,epw!O320*SIN(RADIANS(SolarPosition!Z320)))+epw!P320","v":0},0,0,-67.327734099172019,"-","-","-","-",0,0,0,0,null,null,null,null,null,null,null,null,null,null,null,null,13.166666666666949,8.0705093621462183,{"$f":"(epw!G324+273.15)^4*(5.67/(10^8))-epw!M324","v":47.316237066665792}]
[43.462000000000003,0.75855499950177552,142.22399999999999,2.4822770753564147,14,4.1666666666666664E-2,3.3152000000000008,14,10.530938879999999,0.18379955678228399,{"$f":"epw!A321-1968","v":37},13.0270031448576,0.22736409654542095,10.887941369807473,0.19003042566724193,-0.35700248980747418,-6.2308688849579217E-3,3.2805228095896997E-2,1.8796011158588879,-2.2366036056663621,-0.37215893453837134,-21.323136257134163,-160.01260360566638,-2.7927467776074284,-1.0876715330356501,-62.318988339466841,-0.68542755739189154,-0.72814082674149461,-2.3864019263797212,-136.73075860344741,null,{"$f":"IF(Z321<0,0,epw!O321*SIN(RADIANS(SolarPosition!Z321)))+epw!P321","v":0},0,0,-61.884054157789841,"-","-","-","-",0,0,0,0,null,null,null,null,null,null,null,null,null,null,null,null,13.208333333333615,8.0682413842920422,{"$f":"(epw!G325+273.15)^4*(5.67/(10^8))-epw!M325","v":47.373521405123569}]
[43.462000000000003,0.75855499950177552,142.22399999999999,2.4822770753564147,14,8.3333333333333329E-2,3.3152000000000008,14,10.530938879999999,0.18379955678228399,{"$f":"epw!A322-1968","v":37},13.0270031448576,0.22736409654542095,10.887941369807473,0.19003042566724193,-0.35700248980747418,-6.2308688849579217E-3,3.2805228095896997E-2,1.8796011158588879,-2.2366036056663621,-0.37215893453837134,-21.323136257134163,-145.01260360566638,-2.5309473898082793,-0.93412525554820802,-53.521434679491811,-0.89844290189872189,-0.43909036886249719,-2.0253822964899406,-116.04585748938796,null,{"$f":"IF(Z322<0,0,epw!O322*SIN(RADIANS(SolarPosition!Z322)))+epw!P322","v":0},0,0,-53.072046412794549,"-","-","-","-",0,0,0,0,null,null,null,null,null,null,null,null,null,null,null,null,13.250000000000281,8.06597314291845,{"$f":"(epw!G326+273.15)^4*(5.67/(10^8))-epw!M326","v":55.863975774103892}]
[43.462000000000003,0.75855499950177552,142.22399999999999,2.4822770753564147,14,0.125,3.3152000000000008,14,10.530938879999999,0.18379955678228399,{"$f":"epw!A323-1968","v":37},13.0270031448576,0.22736409654542095,10.887941369807473,0.19003042566724193,-0.35700248980747418,-6.2308688849579217E-3,3.2805228095896997E-2,1.8796011158588879,-2.2366036056663621,-0.37215893453837134,-21.323136257134163,-130.01260360566638,-2.2691480020091297,-0.754411927596918,-43.224619465632443,-0.97913788840257321,-0.20319693770957803,-1.7754182015739006,-101.72396982089136,null,{"$f":"IF(Z323<0,0,epw!O323*SIN(RADIANS(SolarPosition!Z323)))+epw!P323","v":0},0,0,-42.806863055971803,"-","-","-","-",0,0,0,0,null,null,null,null,null,null,null,null,null,null,null,null,13.291666666666947,8.0637046391923608,{"$f":"(epw!G327+273.15)^4*(5.67/(10^8))-epw!M327","v":56.15963601946882}]
[43.462000000000003,0.75855499950177552,142.22399999999999,2.4822770753564147,14,0.16666666666666699,3.3152000000000008,14,10.530938879999999,0.18379955678228399,{"$f":"epw!A324-1968","v":37},13.0270031448576,0.22736409654542095,10.887941369807473,0.19003042566724193,-0.35700248980747418,-6.2308688849579217E-3,3.2805228095896997E-2,1.8796011158588879,-2.2366036056663621,-0.37215893453837134,-21.323136257134163,-115.01260360566624,-2.0073486142099779,-0.56570964611386665,-32.412775152163931,-0.99996559248423944,-8.295411240181013E-3,-1.5790918331778847,-90.475297504669058,null,{"$f":"IF(Z324<0,0,epw!O324*SIN(RADIANS(SolarPosition!Z324)))+epw!P324","v":0},0,0,-32.04443848279746,"-","-","-","-",0,0,0,0,null,null,null,null,null,null,null,null,null,null,null,null,13.333333333333613,8.0614358742808321,{"$f":"(epw!G328+273.15)^4*(5.67/(10^8))-epw!M328","v":59.007378605180435}]
[43.462000000000003,0.75855499950177552,142.22399999999999,2.4822770753564147,14,0.20833333333333401,3.3152000000000008,14,10.530938879999999,0.18379955678228399,{"$f":"epw!A325-1968","v":37},13.0270031448576,0.22736409654542095,10.887941369807473,0.19003042566724193,-0.35700248980747418,-6.2308688849579217E-3,3.2805228095896997E-2,1.8796011158588879,-2.2366036056663621,-0.37215893453837134,-21.323136257134163,-100.01260360566614,-1.745549226410827,-0.37652076324159439,-21.573050632787865,-0.98645848871908548,0.16401112777509305,-1.4060408460763831,-80.560206303180166,null,{"$f":"IF(Z325<0,0,epw!O325*SIN(RADIANS(SolarPosition!Z325)))+epw!P325","v":0},0,0,-21.265211735532333,"-","-","-","-",0,0,0,0,null,null,null,null,null,null,null,null,null,null,null,null,13.375000000000279,8.0591668493510458,{"$f":"(epw!G329+273.15)^4*(5.67/(10^8))-epw!M329","v":57.391015769940225}]
[43.462000000000003,0.75855499950177552,142.22399999999999,2.4822770753564147,14,0.25,3.3152000000000008,14,10.530938879999999,0.18379955678228399,{"$f":"epw!A326-1968","v":37},13.0270031448576,0.22736409654542095,10.887941369807473,0.19003042566724193,-0.35700248980747418,-6.2308688849579217E-3,3.2805228095896997E-2,1.8796011158588879,-2.2366036056663621,-0.37215893453837134,-21.323136257134163,-85.012603605666371,-1.4837498386116812,-0.19253531835199589,-11.031461148777069,-0.9454879775941597,0.32565700395493646,-1.2390897983291831,-70.994615881978518,null,{"$f":"IF(Z326<0,0,epw!O326*SIN(RADIANS(SolarPosition!Z326)))+epw!P326","v":0},0,0,-10.795056808971564,"-","-","-","-",0,0,0,0,null,null,null,null,null,null,null,null,null,null,null,null,13.416666666666945,{"$f":"$BE$2+(1/2)*$BF$2*EXP(-1*BE$4*(PI()/(365*$BI$2))^0.5)*COS(2*PI()/365*($BD326-$BH$2-BE$4/2*(365/(PI()*$BI$2))^0.5))","v":8.0568975655703294},{"$f":"(epw!G330+273.15)^4*(5.67/(10^8))-epw!M330","v":62.930053159379725}]
[43.462000000000003,0.75855499950177552,142.22399999999999,2.4822770753564147,14,0.29166666666666702,3.3152000000000008,14,10.530938879999999,0.18379955678228399,{"$f":"epw!A327-1968","v":37},13.0270031448576,0.22736409654542095,10.887941369807473,0.19003042566724193,-0.35700248980747418,-6.2308688849579217E-3,3.2805228095896997E-2,1.8796011158588879,-2.2366036056663621,-0.37215893453837134,-21.323136257134163,-70.012603605666229,-1.2219504508125294,-1.901578749598453E-2,-1.0895243676375574,-0.87559383068391783,0.48304807593888882,-1.0666637909079224,-61.115333378448867,null,{"$f":"IF(Z327<0,0,epw!O327*SIN(RADIANS(SolarPosition!Z327)))+epw!P327","v":0},5.5555555555555554,0.02,-0.93755020218365748,3,5.2335956242943828E-2,0.13746473821734803,7.7656259334677499E-2,0.01,0.02,2.7777777777777777,5.5555555555555554,null,null,null,null,null,null,null,null,null,null,null,null,{"$f":"BD326+1/24","v":13.458333333333611},8.0546280241061403,{"$f":"(epw!G331+273.15)^4*(5.67/(10^8))-epw!M331","v":58.640704081640479}]
[43.462000000000003,0.75855499950177552,142.22399999999999,2.4822770753564147,14,0.33333333333333398,3.3152000000000008,14,10.530938879999999,0.18379955678228399,{"$f":"epw!A328-1968","v":37},13.0270031448576,0.22736409654542095,10.887941369807473,0.19003042566724193,-0.35700248980747418,-6.2308688849579217E-3,3.2805228095896997E-2,1.8796011158588879,-2.2366036056663621,-0.37215893453837134,-21.323136257134163,-55.012603605666129,-0.96015106301337827,0.13800624716734985,7.907175509128419,-0.77051999020609296,0.63741583341865815,-0.8796565285393888,-50.400606506436226,null,{"$f":"IF(Z328<0,0,epw!O328*SIN(RADIANS(SolarPosition!Z328)))+epw!P328","v":0},94.444444444444443,0.34,7.9591792343583938,7.9591792343583938,0.1384675425146108,0.38333018493581172,0.49897359904199973,1.29,0.16,358.33333333333331,44.444444444444443,null,null,null,null,null,null,null,null,null,null,null,null,13.500000000000277,8.0523582261260618,{"$f":"(epw!G332+273.15)^4*(5.67/(10^8))-epw!M332","v":54.55154431641148}]
[43.462000000000003,0.75855499950177552,142.22399999999999,2.4822770753564147,14,0.375,3.3152000000000008,14,10.530938879999999,0.18379955678228399,{"$f":"epw!A329-1968","v":37},13.0270031448576,0.22736409654542095,10.887941369807473,0.19003042566724193,-0.35700248980747418,-6.2308688849579217E-3,3.2805228095896997E-2,1.8796011158588879,-2.2366036056663621,-0.37215893453837134,-21.323136257134163,-40.012603605666371,-0.69835167521423303,0.27103711585688217,15.529282829997669,-0.62163579689270643,0.78330641260082223,-0.6708293002056791,-38.435687675499899,null,{"$f":"IF(Z329<0,0,epw!O329*SIN(RADIANS(SolarPosition!Z329)))+epw!P329","v":0},186.11111111111111,0.67,15.464571187538526,15.464571187538526,{"$f":"IF(AJ329=\"-\",\"-\", SIN(PI()*AJ329/180))","v":0.26664246468704356},0.79471904832202811,0.51061329988292536,1.28,0.33,355.55555555555554,91.666666666666671,null,null,null,null,null,null,null,null,null,null,null,null,13.541666666666943,8.050088172797814,{"$f":"(epw!G333+273.15)^4*(5.67/(10^8))-epw!M333","v":60.503394605303754}]
[43.462000000000003,{"$f":"A330/180*PI()","v":0.75855499950177552},142.22399999999999,{"$f":"C330/180*PI()","v":2.4822770753564147},14,0.41666666666666702,{"$f":"3.71+0.2596*K330-INT((K330+3)/4)","v":3.3152000000000008},14,10.530938879999999,{"$f":"I330/180*PI()","v":0.18379955678228399},{"$f":"epw!A330-1968","v":37},{"$f":"12.3901+0.0172*(K330+I330/360)","v":13.0270031448576},{"$f":"L330/180*PI()","v":0.22736409654542095},{"$f":"I330+1.914*SIN(J330)+0.02*SIN(2*J330)","v":10.887941369807473},{"$f":"N330/180*PI()","v":0.19003042566724193},{"$f":"I330-N330","v":-0.35700248980747418},{"$f":"P330/180*PI()","v":-6.2308688849579217E-3},{"$f":"ATAN((0.043*SIN(2*(O330+M330)))/(1-0.043*COS(2*(O330+M330))))","v":3.2805228095896997E-2},{"$f":"R330/PI()*180","v":1.8796011158588879},{"$f":"P330-S330","v":-2.2366036056663621},{"$f":"ASIN(COS(O330+M330)*SIN(-23.4393*PI()/180))","v":-0.37215893453837134},{"$f":"U330/PI()*180","v":-21.323136257134163},{"$f":"(F330*24-12)/12*180+(C330-135)+T330","v":-25.012603605666243},{"$f":"W330/180*PI()","v":-0.43655228741508134},{"$f":"ASIN(SIN(B330)*SIN(U330)+COS(B330)*COS(U330)*COS(X330))","v":0.37105812071192856},{"$f":"Y330/PI()*180","v":21.260064270849345},{"$f":"COS(U330)*SIN(X330)/COS(Y330)","v":-0.42263626469699167},{"$f":"(SIN(Y330)*SIN(B330)-SIN(U330))/(COS(Y330)*COS(B330))","v":0.90629939190257336},{"$f":"IF(AA330>0,PI()/2-ATAN(AB330/AA330),-PI()/2-ATAN(AB330/AA330))","v":-0.43635217715503161},{"$f":"AC330/PI()*180","v":-25.00113813232813},null,{"$f":"IF(Z330<0,0,epw!O330*SIN(RADIANS(SolarPosition!Z330)))+epw!P330","v":160.26183140754705},277.77777777777777,{"$f":"AG330*3.6/1000","v":1},21.065025639128081,{"$f":"IF(AH330<=0,\"-\",IF(AI330<3,3,AI330))","v":21.065025639128081},0.35942724968773315,{"$f":"IF(AK330=\"-\",\"-\", (0.5163+0.333*AK330+0.00803*AK330*AK330)*(4.921)*AK330)","v":1.1267354756855978},{"$f":"IF(AK330=\"-\",\"-\", AH330/(4.921)/AK330)","v":0.5653737430956236},1.65,0.41,{"$f":"AN330*1000/3.6","v":458.33333333333331},{"$f":"AO330*1000/3.6","v":113.88888888888889},null,null,null,null,null,null,null,null,null,null,null,null,13.583333333333609,8.0478178652892538,{"$f":"(epw!G334+273.15)^4*(5.67/(10^8))-epw!M334","v":59.191522880533967}]
[{"$f":"A330","v":43.462000000000003},0.75855499950177552,{"$f":"C330","v":142.22399999999999},2.4822770753564147,14,0.45833333333333398,3.3152000000000008,14,{"$f":"0.9856*(H331-G331)","v":10.530938879999999},0.18379955678228399,{"$f":"epw!A331-1968","v":37},13.0270031448576,0.22736409654542095,10.887941369807473,0.19003042566724193,-0.35700248980747418,-6.2308688849579217E-3,3.2805228095896997E-2,1.8796011158588879,-2.2366036056663621,-0.37215893453837134,-21.323136257134163,-10.012603605666133,-0.17475289961592999,0.42872993862148107,24.564416033913698,-0.17808002592219718,0.98401600818662971,-0.17903494397546615,-10.257946675155354,null,{"$f":"IF(Z331<0,0,epw!O331*SIN(RADIANS(SolarPosition!Z331)))+epw!P331","v":167},202.77777777777777,0.73,24.236170461523319,24.236170461523319,0.4104987677529896,1.3218275857877833,0.36137461110144459,0.42,0.56000000000000005,116.66666666666666,155.55555555555554,null,null,null,null,null,null,null,null,null,null,null,null,13.625000000000275,8.0455473047683537,{"$f":"(epw!G335+273.15)^4*(5.67/(10^8))-epw!M335","v":49.724454470892567}]
[43.462000000000003,0.75855499950177552,142.22399999999999,2.4822770753564147,14,0.5,3.3152000000000008,14,10.530938879999999,0.18379955678228399,{"$f":"epw!A332-1968","v":37},13.0270031448576,0.22736409654542095,10.887941369807473,0.19003042566724193,-0.35700248980747418,-6.2308688849579217E-3,3.2805228095896997E-2,1.8796011158588879,-2.2366036056663621,-0.37215893453837134,-21.323136257134163,4.9873963943336275,8.7046488183215254E-2,0.43725467394451367,25.052847389389559,8.93958925538587E-2,0.99599617187743184,8.9515392554977868E-2,5.1288541948570234,null,{"$f":"IF(Z332<0,0,epw!O332*SIN(RADIANS(SolarPosition!Z332)))+epw!P332","v":245},205.55555555555554,0.74,24.606036195578756,24.606036195578756,0.41637657932633992,1.3448449242093241,0.3611536943142164,0.42,0.56999999999999995,116.66666666666666,158.33333333333334,null,null,null,null,null,null,null,null,null,null,null,null,13.666666666666941,8.0432764924032334,{"$f":"(epw!G336+273.15)^4*(5.67/(10^8))-epw!M336","v":53.360504000049957}]
[43.462000000000003,0.75855499950177552,142.22399999999999,2.4822770753564147,14,0.54166666666666696,3.3152000000000008,14,10.530938879999999,0.18379955678228399,{"$f":"epw!A333-1968","v":37},13.0270031448576,0.22736409654542095,10.887941369807473,0.19003042566724193,-0.35700248980747418,-6.2308688849579217E-3,3.2805228095896997E-2,1.8796011158588879,-2.2366036056663621,-0.37215893453837134,-21.323136257134163,19.987396394333736,0.34884587598236655,0.39552034556673626,22.661646512529849,0.34505387547568817,0.93858288020782066,0.35229618536337437,20.185084559879879,null,{"$f":"IF(Z333<0,0,epw!O333*SIN(RADIANS(SolarPosition!Z333)))+epw!P333","v":401.81919453490264},175,0.63,22.12695568879677,22.12695568879677,0.37666012126260312,1.1915826742587661,0.33988933888876166,0.36,0.49,100,136.11111111111111,null,null,null,null,null,null,null,null,null,null,null,null,13.708333333333607,8.0410054293621371,{"$f":"(epw!G337+273.15)^4*(5.67/(10^8))-epw!M337","v":66.650163032997227}]
[43.462000000000003,0.75855499950177552,142.22399999999999,2.4822770753564147,14,0.58333333333333404,3.3152000000000008,14,10.530938879999999,0.18379955678228399,{"$f":"epw!A334-1968","v":37},13.0270031448576,0.22736409654542095,10.887941369807473,0.19003042566724193,-0.35700248980747418,-6.2308688849579217E-3,3.2805228095896997E-2,1.8796011158588879,-2.2366036056663621,-0.37215893453837134,-21.323136257134163,34.987396394333899,0.61064526378151884,0.30869975803377125,17.687193272044823,0.56064615882421787,0.8280554840079557,0.59516592681406566,34.100495716437997,null,{"$f":"IF(Z334<0,0,epw!O334*SIN(RADIANS(SolarPosition!Z334)))+epw!P334","v":311.77654648088946},111.11111111111111,0.4,17.100939911313937,17.100939911313937,0.29405600454427261,0.88981249661659512,0.27642452646590854,0.2,0.34,55.555555555555557,94.444444444444443,null,null,null,null,null,null,null,null,null,null,null,null,13.750000000000274,8.0387341168134281,{"$f":"(epw!G338+273.15)^4*(5.67/(10^8))-epw!M338","v":57.830013318875388}]
[43.462000000000003,0.75855499950177552,142.22399999999999,2.4822770753564147,14,0.625,3.3152000000000008,14,10.530938879999999,0.18379955678228399,{"$f":"epw!A335-1968","v":37},13.0270031448576,0.22736409654542095,10.887941369807473,0.19003042566724193,-0.35700248980747418,-6.2308688849579217E-3,3.2805228095896997E-2,1.8796011158588879,-2.2366036056663621,-0.37215893453837134,-21.323136257134163,49.987396394333629,0.87244465158066364,0.18566592820280395,10.637874085399627,0.7259492287792837,0.68774829497045153,0.81241358874717062,46.547869854289829,null,{"$f":"IF(Z335<0,0,epw!O335*SIN(RADIANS(SolarPosition!Z335)))+epw!P335","v":209.38956997940497},44.444444444444443,0.16,10.031731896413488,10.031731896413488,0.1741935632159454,0.4925081064501502,0.18665280234227843,7.0000000000000007E-2,0.15,19.444444444444443,41.666666666666664,null,null,null,null,null,null,null,null,null,null,null,null,13.79166666666694,8.0364625559256044,{"$f":"(epw!G339+273.15)^4*(5.67/(10^8))-epw!M339","v":59.964418288133572}]
[43.462000000000003,0.75855499950177552,142.22399999999999,2.4822770753564147,14,0.66666666666666696,3.3152000000000008,14,10.530938879999999,0.18379955678228399,{"$f":"epw!A336-1968","v":37},13.0270031448576,0.22736409654542095,10.887941369807473,0.19003042566724193,-0.35700248980747418,-6.2308688849579217E-3,3.2805228095896997E-2,1.8796011158588879,-2.2366036056663621,-0.37215893453837134,-21.323136257134163,64.987396394333743,1.134244039379815,3.5763447268019166E-2,2.0490945892961725,0.8447195356924444,0.53520921705398639,1.0060409227353886,57.641898890184713,null,{"$f":"IF(Z336<0,0,epw!O336*SIN(RADIANS(SolarPosition!Z336)))+epw!P336","v":103.8491346324771},11.111111111111111,0.04,1.4463692504460239,3,5.2335956242943828E-2,0.13746473821734803,0.155312518669355,0.04,0.04,11.111111111111111,11.111111111111111,null,null,null,null,null,null,null,null,null,null,null,null,13.833333333333606,8.0341907478673047,{"$f":"(epw!G340+273.15)^4*(5.67/(10^8))-epw!M340","v":63.782694413834463}]
[43.462000000000003,0.75855499950177552,142.22399999999999,2.4822770753564147,14,0.70833333333333404,3.3152000000000008,14,10.530938879999999,0.18379955678228399,{"$f":"epw!A337-1968","v":37},13.0270031448576,0.22736409654542095,10.887941369807473,0.19003042566724193,-0.35700248980747418,-6.2308688849579217E-3,3.2805228095896997E-2,1.8796011158588879,-2.2366036056663621,-0.37215893453837134,-21.323136257134163,79.987396394333899,1.396043427178967,-0.13296346629674791,-7.6182454482336208,0.92552588118562595,0.37868435834553615,1.1824219515742818,67.747787428828545,null,{"$f":"IF(Z337<0,0,epw!O337*SIN(RADIANS(SolarPosition!Z337)))+epw!P337","v":35},0,0,-8.2012284903386359,"-","-","-","-",0,0,0,0,null,null,null,null,null,null,null,null,null,null,null,null,13.875000000000272,8.0319186938072722,{"$f":"(epw!G341+273.15)^4*(5.67/(10^8))-epw!M341","v":57.108030600065206}]
[43.462000000000003,0.75855499950177552,142.22399999999999,2.4822770753564147,14,0.75,3.3152000000000008,14,10.530938879999999,0.18379955678228399,{"$f":"epw!A338-1968","v":37},13.0270031448576,0.22736409654542095,10.887941369807473,0.19003042566724193,-0.35700248980747418,-6.2308688849579217E-3,3.2805228095896997E-2,1.8796011158588879,-2.2366036056663621,-0.37215893453837134,-21.323136257134163,94.987396394333629,1.6578428149781119,-0.31404806793907925,-17.99362885714698,0.97574009550768759,0.21893210367291641,1.3500764384492687,77.353681943196761,null,{"$f":"IF(Z338<0,0,epw!O338*SIN(RADIANS(SolarPosition!Z338)))+epw!P338","v":16},0,0,-18.544376762596087,"-","-","-","-",0,0,0,0,null,null,null,null,null,null,null,null,null,null,null,null,13.916666666666938,8.0296463949143924,{"$f":"(epw!G342+273.15)^4*(5.67/(10^8))-epw!M342","v":43.316237066665792}]
[43.462000000000003,0.75855499950177552,142.22399999999999,2.4822770753564147,14,0.79166666666666696,3.3152000000000008,14,10.530938879999999,0.18379955678228399,{"$f":"epw!A339-1968","v":37},13.0270031448576,0.22736409654542095,10.887941369807473,0.19003042566724193,-0.35700248980747418,-6.2308688849579217E-3,3.2805228095896997E-2,1.8796011158588879,-2.2366036056663621,-0.37215893453837134,-21.323136257134163,109.98739639433374,1.9196422027772633,-0.50207395689284018,-28.76671873339297,0.99868713527696262,5.1225050827636384E-2,1.5195488470009497,87.063735697124883,null,{"$f":"IF(Z339<0,0,epw!O339*SIN(RADIANS(SolarPosition!Z339)))+epw!P339","v":0},0,0,-29.27310327522347,"-","-","-","-",0,0,0,0,null,null,null,null,null,null,null,null,null,null,null,null,13.958333333333604,8.0273738523576732,{"$f":"(epw!G343+273.15)^4*(5.67/(10^8))-epw!M343","v":60.373521405123569}]
[43.462000000000003,0.75855499950177552,142.22399999999999,2.4822770753564147,14,0.83333333333333404,3.3152000000000008,14,10.530938879999999,0.18379955678228399,{"$f":"epw!A340-1968","v":37},13.0270031448576,0.22736409654542095,10.887941369807473,0.19003042566724193,-0.35700248980747418,-6.2308688849579217E-3,3.2805228095896997E-2,1.8796011158588879,-2.2366036056663621,-0.37215893453837134,-21.323136257134163,124.9873963943339,2.1814415905764157,-0.69167458845113539,-39.630034714698205,0.99093077921258677,-0.13437332625612766,1.7055773528977505,97.72238395413612,null,{"$f":"IF(Z340<0,0,epw!O340*SIN(RADIANS(SolarPosition!Z340)))+epw!P340","v":0},0,0,-40.076000244035953,"-","-","-","-",0,0,0,0,null,null,null,null,null,null,null,null,null,null,null,null,14.00000000000027,8.0251010673062417,{"$f":"(epw!G344+273.15)^4*(5.67/(10^8))-epw!M344","v":54.640704081640479}]
[43.462000000000003,0.75855499950177552,142.22399999999999,2.4822770753564147,14,0.875,3.3152000000000008,14,10.530938879999999,0.18379955678228399,{"$f":"epw!A341-1968","v":37},13.0270031448576,0.22736409654542095,10.887941369807473,0.19003042566724193,-0.35700248980747418,-6.2308688849579217E-3,3.2805228095896997E-2,1.8796011158588879,-2.2366036056663621,-0.37215893453837134,-21.323136257134163,139.98739639433362,2.44324097837556,-0.87569693862908227,-50.17373871597308,0.93517244804059607,-0.3541927334457311,1.932847025320394,110.74397699527434,null,{"$f":"IF(Z341<0,0,epw!O341*SIN(RADIANS(SolarPosition!Z341)))+epw!P341","v":0},0,0,-50.531853350410188,"-","-","-","-",0,0,0,0,null,null,null,null,null,null,null,null,null,null,null,null,14.041666666666936,8.0228280409293511,{"$f":"(epw!G345+273.15)^4*(5.67/(10^8))-epw!M345","v":53.315936437627727}]
[43.462000000000003,0.75855499950177552,142.22399999999999,2.4822770753564147,14,0.91666666666666696,3.3152000000000008,14,10.530938879999999,0.18379955678228399,{"$f":"epw!A342-1968","v":37},13.0270031448576,0.22736409654542095,10.887941369807473,0.19003042566724193,-0.35700248980747418,-6.2308688849579217E-3,3.2805228095896997E-2,1.8796011158588879,-2.2366036056663621,-0.37215893453837134,-21.323136257134163,154.98739639433373,2.7050403661747113,-1.0409029364467033,-59.639345141170253,0.77926629481594312,-0.62669294057283931,2.2480984471123722,128.80655294945325,null,{"$f":"IF(Z342<0,0,epw!O342*SIN(RADIANS(SolarPosition!Z342)))+epw!P342","v":0},0,0,-59.85563960525031,"-","-","-","-",0,0,0,0,null,null,null,null,null,null,null,null,null,null,null,null,14.083333333333602,8.0205547743963947,{"$f":"(epw!G346+273.15)^4*(5.67/(10^8))-epw!M346","v":61.775101458218444}]
[43.462000000000003,0.75855499950177552,142.22399999999999,2.4822770753564147,14,0.95833333333333404,3.3152000000000008,14,10.530938879999999,0.18379955678228399,{"$f":"epw!A343-1968","v":37},13.0270031448576,0.22736409654542095,10.887941369807473,0.19003042566724193,-0.35700248980747418,-6.2308688849579217E-3,3.2805228095896997E-2,1.8796011158588879,-2.2366036056663621,-0.37215893453837134,-21.323136257134163,169.9873963943339,2.966839753973864,-1.1579318144493573,-66.34460593187373,0.40366090199252863,-0.91490867096261541,2.7260779375627417,156.19276044607307,null,{"$f":"IF(Z343<0,0,epw!O343*SIN(RADIANS(SolarPosition!Z343)))+epw!P343","v":0},0,0,-66.324501064966981,"-","-","-","-",0,0,0,0,null,null,null,null,null,null,null,null,null,null,null,null,14.125000000000268,8.018281268876871,{"$f":"(epw!G347+273.15)^4*(5.67/(10^8))-epw!M347","v":52.624189614621883}]
[43.462000000000003,0.75855499950177552,142.22399999999999,2.4822770753564147,14,0,3.3152000000000008,14,10.530938879999999,0.18379955678228399,{"$f":"epw!A344-1968","v":37},13.0270031448576,0.22736409654542095,10.887941369807473,0.19003042566724193,-0.35700248980747418,-6.2308688849579217E-3,3.2805228095896997E-2,1.8796011158588879,-2.2366036056663621,-0.37215893453837134,-21.323136257134163,-175.01260360566638,-3.054546165406578,-1.1776629318134866,-67.475115681915639,-0.2114031771012016,-0.97739894450092313,-2.9285822924474756,-167.79540531398774,null,{"$f":"IF(Z344<0,0,epw!O344*SIN(RADIANS(SolarPosition!Z344)))+epw!P344","v":0},0,0,-67.177692077482959,"-","-","-","-",0,0,0,0,null,null,null,null,null,null,null,null,null,null,null,null,14.166666666666934,8.0160075255404024,{"$f":"(epw!G348+273.15)^4*(5.67/(10^8))-epw!M348","v":47.859154759519527}]
[43.462000000000003,0.75855499950177552,142.22399999999999,2.4822770753564147,15,4.1666666666666664E-2,3.3152000000000008,15,11.516538879999999,0.20100152188994011,{"$f":"epw!A345-1968","v":37},13.027050234635379,0.22736491841708723,11.90649574009254,0.20780755303929382,-0.38995686009254094,-6.8060311493537192E-3,3.3799993786147196E-2,1.9365969915146424,-2.3265538516071835,-0.36902195278017086,-21.143400441979747,-160.10255385160718,-2.7943167055620743,-1.0857936860394048,-62.211395632010678,-0.68086448398569732,-0.7324094172297968,-2.3926503366330758,-137.08876613963091,null,{"$f":"IF(Z345<0,0,epw!O345*SIN(RADIANS(SolarPosition!Z345)))+epw!P345","v":0},0,0,-61.781416519253831,"-","-","-","-",0,0,0,0,null,null,null,null,null,null,null,null,null,null,null,null,14.2083333333336,8.0137335455567467,{"$f":"(epw!G349+273.15)^4*(5.67/(10^8))-epw!M349","v":47.095908412815874}]
[43.462000000000003,0.75855499950177552,142.22399999999999,2.4822770753564147,15,8.3333333333333329E-2,3.3152000000000008,15,11.516538879999999,0.20100152188994011,{"$f":"epw!A346-1968","v":37},13.027050234635379,0.22736491841708723,11.90649574009254,0.20780755303929382,-0.38995686009254094,-6.8060311493537192E-3,3.3799993786147196E-2,1.9365969915146424,-2.3265538516071835,-0.36902195278017086,-21.143400441979747,-145.10255385160718,-2.5325173177629248,-0.93290335685688863,-53.451425041486644,-0.89603961986080016,-0.44397409793783404,-2.0308253330854327,-116.35772051404491,null,{"$f":"IF(Z346<0,0,epw!O346*SIN(RADIANS(SolarPosition!Z346)))+epw!P346","v":0},0,0,-53.00562431249999,"-","-","-","-",0,0,0,0,null,null,null,null,null,null,null,null,null,null,null,null,14.250000000000266,8.0114593300957715,{"$f":"(epw!G350+273.15)^4*(5.67/(10^8))-epw!M350","v":53.095908412815874}]
[43.462000000000003,0.75855499950177552,142.22399999999999,2.4822770753564147,15,0.125,3.3152000000000008,15,11.516538879999999,0.20100152188994011,{"$f":"epw!A347-1968","v":37},13.027050234635379,0.22736491841708723,11.90649574009254,0.20780755303929382,-0.38995686009254094,-6.8060311493537192E-3,3.3799993786147196E-2,1.9365969915146424,-2.3265538516071835,-0.36902195278017086,-21.143400441979747,-130.10255385160718,-2.2707179299637752,-0.75349599590072325,-43.172140445118217,-0.97819716042130667,-0.20767839402232646,-1.7799973342928186,-101.98633479951562,null,{"$f":"IF(Z347<0,0,epw!O347*SIN(RADIANS(SolarPosition!Z347)))+epw!P347","v":0},0,0,-42.757233797650585,"-","-","-","-",0,0,0,0,null,null,null,null,null,null,null,null,null,null,null,null,14.291666666666933,8.0091848803274619,{"$f":"(epw!G351+273.15)^4*(5.67/(10^8))-epw!M351","v":57.714955058265815}]
[43.462000000000003,0.75855499950177552,142.22399999999999,2.4822770753564147,15,0.16666666666666699,3.3152000000000008,15,11.516538879999999,0.20100152188994011,{"$f":"epw!A348-1968","v":37},13.027050234635379,0.22736491841708723,11.90649574009254,0.20780755303929382,-0.38995686009254094,-6.8060311493537192E-3,3.3799993786147196E-2,1.9365969915146424,-2.3265538516071835,-0.36902195278017086,-21.143400441979747,-115.10255385160707,-2.0089185421646243,-0.56488076984257374,-32.365284040080304,-0.99992465731205604,-1.2275165960880125E-2,-1.5830718010464004,-90.703332866132683,null,{"$f":"IF(Z348<0,0,epw!O348*SIN(RADIANS(SolarPosition!Z348)))+epw!P348","v":0},0,0,-31.999441190870602,"-","-","-","-",0,0,0,0,null,null,null,null,null,null,null,null,null,null,null,null,14.333333333333599,8.0069101974219468,{"$f":"(epw!G352+273.15)^4*(5.67/(10^8))-epw!M352","v":55.714955058265815}]
[43.462000000000003,0.75855499950177552,142.22399999999999,2.4822770753564147,15,0.20833333333333401,3.3152000000000008,15,11.516538879999999,0.20100152188994011,{"$f":"epw!A349-1968","v":37},13.027050234635379,0.22736491841708723,11.90649574009254,0.20780755303929382,-0.38995686009254094,-6.8060311493537192E-3,3.3799993786147196E-2,1.9365969915146424,-2.3265538516071835,-0.36902195278017086,-21.143400441979747,-100.10255385160697,-1.7471191543654727,-0.37563750888256991,-21.522443885779229,-0.98704228052290321,0.16046038906891169,-1.4096392585321613,-80.766380149843556,null,{"$f":"IF(Z349<0,0,epw!O349*SIN(RADIANS(SolarPosition!Z349)))+epw!P349","v":0},0,0,-21.216934643899286,"-","-","-","-",0,0,0,0,null,null,null,null,null,null,null,null,null,null,null,null,14.375000000000265,8.0046352825494491,{"$f":"(epw!G353+273.15)^4*(5.67/(10^8))-epw!M353","v":50.373521405123569}]
[43.462000000000003,0.75855499950177552,142.22399999999999,2.4822770753564147,15,0.25,3.3152000000000008,15,11.516538879999999,0.20100152188994011,{"$f":"epw!A350-1968","v":37},13.027050234635379,0.22736491841708723,11.90649574009254,0.20780755303929382,-0.38995686009254094,-6.8060311493537192E-3,3.3799993786147196E-2,1.9365969915146424,-2.3265538516071835,-0.36902195278017086,-21.143400441979747,-85.102553851607198,-1.4853197665663274,-0.19149193570213166,-10.971679726522671,-0.94657759033817945,0.32247614713272293,-1.2424521065699339,-71.187261953595595,null,{"$f":"IF(Z350<0,0,epw!O350*SIN(RADIANS(SolarPosition!Z350)))+epw!P350","v":0},0,0,-10.737546156948847,"-","-","-","-",0,0,0,0,null,null,null,null,null,null,null,null,null,null,null,null,14.416666666666931,8.0023601368803199,{"$f":"(epw!G354+273.15)^4*(5.67/(10^8))-epw!M354","v":47.316363737550034}]
[43.462000000000003,0.75855499950177552,142.22399999999999,2.4822770753564147,15,0.29166666666666702,3.3152000000000008,15,11.516538879999999,0.20100152188994011,{"$f":"epw!A351-1968","v":37},13.027050234635379,0.22736491841708723,11.90649574009254,0.20780755303929382,-0.38995686009254094,-6.8060311493537192E-3,3.3799993786147196E-2,1.9365969915146424,-2.3265538516071835,-0.36902195278017086,-21.143400441979747,-70.102553851607055,-1.2235203787671756,-1.7721407179534635E-2,-1.0153618384201706,-0.87714035061991746,0.48023411510883768,-1.0698747266475004,-61.299306444614409,null,{"$f":"IF(Z351<0,0,epw!O351*SIN(RADIANS(SolarPosition!Z351)))+epw!P351","v":0},5.5555555555555554,0.02,-0.8656714778067498,3,5.2335956242943828E-2,0.13746473821734803,7.7656259334677499E-2,0.01,0.02,2.7777777777777777,5.5555555555555554,null,null,null,null,null,null,null,null,null,null,null,null,14.458333333333597,8.0000847615850343,{"$f":"(epw!G355+273.15)^4*(5.67/(10^8))-epw!M355","v":59.600819292769756}]
[43.462000000000003,0.75855499950177552,142.22399999999999,2.4822770753564147,15,0.33333333333333398,3.3152000000000008,15,11.516538879999999,0.20100152188994011,{"$f":"epw!A352-1968","v":37},13.027050234635379,0.22736491841708723,11.90649574009254,0.20780755303929382,-0.38995686009254094,-6.8060311493537192E-3,3.3799993786147196E-2,1.9365969915146424,-2.3265538516071835,-0.36902195278017086,-21.143400441979747,-55.102553851606956,-0.96172099096802433,0.13963490737040166,8.0004908650242061,-0.77248217374232409,0.63503644875734022,-0.88274062372852424,-50.577312144390291,null,{"$f":"IF(Z352<0,0,epw!O352*SIN(RADIANS(SolarPosition!Z352)))+epw!P352","v":0},66.666666666666671,0.24000000000000002,8.050129749197616,8.050129749197616,0.14003946200704398,0.38804499807594484,0.34826308518602705,0.44,0.18,122.22222222222221,50,null,null,null,null,null,null,null,null,null,null,null,null,14.500000000000263,7.997809157834185,{"$f":"(epw!G356+273.15)^4*(5.67/(10^8))-epw!M356","v":54.479026653370681}]
[43.462000000000003,0.75855499950177552,142.22399999999999,2.4822770753564147,15,0.375,3.3152000000000008,15,11.516538879999999,0.20100152188994011,{"$f":"epw!A353-1968","v":37},13.027050234635379,0.22736491841708723,11.90649574009254,0.20780755303929382,-0.38995686009254094,-6.8060311493537192E-3,3.3799993786147196E-2,1.9365969915146424,-2.3265538516071835,-0.36902195278017086,-21.143400441979747,-40.102553851607198,-0.69992160316887908,0.27307088655788198,15.645809307662322,-0.62391101554274231,0.78149539005961133,-0.67373729410345617,-38.602303452692325,null,{"$f":"IF(Z353<0,0,epw!O353*SIN(RADIANS(SolarPosition!Z353)))+epw!P353","v":0},133.33333333333334,0.48000000000000004,15.578570772030725,15.578570772030725,0.26855956882057447,0.80128749442260327,0.36320117209413855,0.46,0.36,127.77777777777777,100,null,null,null,null,null,null,null,null,null,null,null,null,14.541666666666929,7.9955333267984692,{"$f":"(epw!G357+273.15)^4*(5.67/(10^8))-epw!M357","v":60.549006053045275}]
[43.462000000000003,0.75855499950177552,142.22399999999999,2.4822770753564147,15,0.41666666666666702,3.3152000000000008,15,11.516538879999999,0.20100152188994011,{"$f":"epw!A354-1968","v":37},13.027050234635379,0.22736491841708723,11.90649574009254,0.20780755303929382,-0.38995686009254094,-6.8060311493537192E-3,3.3799993786147196E-2,1.9365969915146424,-2.3265538516071835,-0.36902195278017086,-21.143400441979747,-25.102553851607063,-0.43812221536972729,0.37353641766963297,21.402060226905917,-0.42498610495959177,0.90519987328284301,-0.43894653530880601,-25.149783905084753,null,{"$f":"IF(Z354<0,0,epw!O354*SIN(RADIANS(SolarPosition!Z354)))+epw!P354","v":94.126116013965628},227.7777777777778,0.82000000000000006,21.204245037356269,21.204245037356269,0.36169364484687011,1.1352068520760756,0.46070148200224187,0.89,0.5,247.22222222222223,138.88888888888889,null,null,null,null,null,null,null,null,null,null,null,null,14.583333333333595,7.993257269648721,{"$f":"(epw!G358+273.15)^4*(5.67/(10^8))-epw!M358","v":46.304772710580551}]
[43.462000000000003,0.75855499950177552,142.22399999999999,2.4822770753564147,15,0.45833333333333398,3.3152000000000008,15,11.516538879999999,0.20100152188994011,{"$f":"epw!A355-1968","v":37},13.027050234635379,0.22736491841708723,11.90649574009254,0.20780755303929382,-0.38995686009254094,-6.8060311493537192E-3,3.3799993786147196E-2,1.9365969915146424,-2.3265538516071835,-0.36902195278017086,-21.143400441979747,-10.102553851606954,-0.17632282757057596,0.43163217751110478,24.730702073427871,-0.18012212424158741,0.98364425498179864,-0.18111060472284124,-10.376873275680918,null,{"$f":"IF(Z355<0,0,epw!O355*SIN(RADIANS(SolarPosition!Z355)))+epw!P355","v":185.75307599294675},180.55555555555554,0.65,24.399391416604388,24.399391416604388,0.41309475671607676,1.33197902432228,0.31974982021624099,0.28999999999999998,0.53,80.555555555555557,147.22222222222223,null,null,null,null,null,null,null,null,null,null,null,null,14.625000000000261,7.9909809875558757,{"$f":"(epw!G359+273.15)^4*(5.67/(10^8))-epw!M359","v":54.93219562670896}]
[43.462000000000003,0.75855499950177552,142.22399999999999,2.4822770753564147,15,0.5,3.3152000000000008,15,11.516538879999999,0.20100152188994011,{"$f":"epw!A356-1968","v":37},13.027050234635379,0.22736491841708723,11.90649574009254,0.20780755303929382,-0.38995686009254094,-6.8060311493537192E-3,3.3799993786147196E-2,1.9365969915146424,-2.3265538516071835,-0.36902195278017086,-21.143400441979747,4.897446148392806,8.5476560228569268E-2,0.44048524987788173,25.237945755768084,8.8028009631521756E-2,0.99611799979736981,8.8142095053451941E-2,5.0501700440037265,null,{"$f":"IF(Z356<0,0,epw!O356*SIN(RADIANS(SolarPosition!Z356)))+epw!P356","v":120},166.66666666666666,0.6,24.787877238971021,24.787877238971021,0.41926000359866172,1.3561789706479084,0.29081342524775139,0.22,0.51,61.111111111111107,141.66666666666666,null,null,null,null,null,null,null,null,null,null,null,null,14.666666666666927,7.9887044816909807,{"$f":"(epw!G360+273.15)^4*(5.67/(10^8))-epw!M360","v":46.152946785817164}]
[43.462000000000003,0.75855499950177552,142.22399999999999,2.4822770753564147,15,0.54166666666666696,3.3152000000000008,15,11.516538879999999,0.20100152188994011,{"$f":"epw!A357-1968","v":37},13.027050234635379,0.22736491841708723,11.90649574009254,0.20780755303929382,-0.38995686009254094,-6.8060311493537192E-3,3.3799993786147196E-2,1.9365969915146424,-2.3265538516071835,-0.36902195278017086,-21.143400441979747,19.897446148392913,0.34727594802772055,0.39893502627745975,22.857293305639036,0.34447623497109825,0.93879503808879217,0.35168081593697176,20.149826488905621,null,{"$f":"IF(Z357<0,0,epw!O357*SIN(RADIANS(SolarPosition!Z357)))+epw!P357","v":146},294.44444444444446,1.06,22.319389222712513,22.319389222712513,0.37976923410812885,1.2033886770998219,0.56719542804454759,1.65,0.43,458.33333333333331,119.44444444444444,null,null,null,null,null,null,null,null,null,null,null,null,14.708333333333593,7.9864277532252244,{"$f":"(epw!G361+273.15)^4*(5.67/(10^8))-epw!M361","v":63.279330863034545}]
[43.462000000000003,0.75855499950177552,142.22399999999999,2.4822770753564147,15,0.58333333333333404,3.3152000000000008,15,11.516538879999999,0.20100152188994011,{"$f":"epw!A358-1968","v":37},13.027050234635379,0.22736491841708723,11.90649574009254,0.20780755303929382,-0.38995686009254094,-6.8060311493537192E-3,3.3799993786147196E-2,1.9365969915146424,-2.3265538516071835,-0.36902195278017086,-21.143400441979747,34.897446148393072,0.60907533582687279,0.31216086106041158,17.885499867931266,0.56069229571128298,0.82802424453032242,0.59522164500958263,34.103688133883203,null,{"$f":"IF(Z358<0,0,epw!O358*SIN(RADIANS(SolarPosition!Z358)))+epw!P358","v":152},266.66666666666669,0.96000000000000008,17.29632767802763,17.29632767802763,0.29731367892367588,0.9012799999429788,0.65614976428830329,2.5,0.22,694.44444444444446,61.111111111111107,null,null,null,null,null,null,null,null,null,null,null,null,14.750000000000259,7.9841508033298823,{"$f":"(epw!G362+273.15)^4*(5.67/(10^8))-epw!M362","v":56.537958200080652}]
[43.462000000000003,0.75855499950177552,142.22399999999999,2.4822770753564147,15,0.625,3.3152000000000008,15,11.516538879999999,0.20100152188994011,{"$f":"epw!A359-1968","v":37},13.027050234635379,0.22736491841708723,11.90649574009254,0.20780755303929382,-0.38995686009254094,-6.8060311493537192E-3,3.3799993786147196E-2,1.9365969915146424,-2.3265538516071835,-0.36902195278017086,-21.143400441979747,49.897446148392802,0.87087472362601759,0.18908070992545378,10.833526666065875,0.72634590084958339,0.68732934777951049,0.81299053370935204,46.580926365634163,null,{"$f":"IF(Z359<0,0,epw!O359*SIN(RADIANS(SolarPosition!Z359)))+epw!P359","v":255.49266568728527},163.88888888888889,0.59,10.22490615288957,10.22490615288957,0.17751254786687543,0.5028657173781258,0.67541326999914564,2.64,0.12,733.33333333333337,33.333333333333336,null,null,null,null,null,null,null,null,null,null,null,null,14.791666666666925,7.9818736331763507,{"$f":"(epw!G363+273.15)^4*(5.67/(10^8))-epw!M363","v":56.372198287984077}]
[43.462000000000003,0.75855499950177552,142.22399999999999,2.4822770753564147,15,0.66666666666666696,3.3152000000000008,15,11.516538879999999,0.20100152188994011,{"$f":"epw!A360-1968","v":37},13.027050234635379,0.22736491841708723,11.90649574009254,0.20780755303929382,-0.38995686009254094,-6.8060311493537192E-3,3.3799993786147196E-2,1.9365969915146424,-2.3265538516071835,-0.36902195278017086,-21.143400441979747,64.897446148392916,1.1326741114251688,3.908856296107132E-2,2.2396096849007785,0.84523443503866069,0.53439568657023795,1.0070037068525848,57.697062356682288,null,{"$f":"IF(Z360<0,0,epw!O360*SIN(RADIANS(SolarPosition!Z360)))+epw!P360","v":171.09832515942745},30.555555555555554,0.11,1.6348755883739683,3,5.2335956242943828E-2,0.13746473821734803,0.42710942634072629,0.85,7.0000000000000007E-2,236.11111111111111,19.444444444444443,null,null,null,null,null,null,null,null,null,null,null,null,14.833333333333591,7.9795962439361476,{"$f":"(epw!G364+273.15)^4*(5.67/(10^8))-epw!M364","v":67.648326719719876}]
[43.462000000000003,0.75855499950177552,142.22399999999999,2.4822770753564147,15,0.70833333333333404,3.3152000000000008,15,11.516538879999999,0.20100152188994011,{"$f":"epw!A361-1968","v":37},13.027050234635379,0.22736491841708723,11.90649574009254,0.20780755303929382,-0.38995686009254094,-6.8060311493537192E-3,3.3799993786147196E-2,1.9365969915146424,-2.3265538516071835,-0.36902195278017086,-21.143400441979747,79.897446148393072,1.3944734992243211,-0.12973446187589024,-7.4332371228893912,0.92600155858723121,0.377519686233736,1.1836800176803175,67.819869307052855,null,{"$f":"IF(Z361<0,0,epw!O361*SIN(RADIANS(SolarPosition!Z361)))+epw!P361","v":98},0,0,-8.0178027093735658,"-","-","-","-",0,0,0,0,null,null,null,null,null,null,null,null,null,null,null,null,14.875000000000258,7.9773186367808986,{"$f":"(epw!G365+273.15)^4*(5.67/(10^8))-epw!M365","v":57.360504000049957}]
[43.462000000000003,0.75855499950177552,142.22399999999999,2.4822770753564147,15,0.75,3.3152000000000008,15,11.516538879999999,0.20100152188994011,{"$f":"epw!A362-1968","v":37},13.027050234635379,0.22736491841708723,11.90649574009254,0.20780755303929382,-0.38995686009254094,-6.8060311493537192E-3,3.3799993786147196E-2,1.9365969915146424,-2.3265538516071835,-0.36902195278017086,-21.143400441979747,94.897446148392802,1.6562728870234658,-0.3108969725015775,-17.813084387735202,0.97606861669882072,0.21746276806766396,1.3515820525173861,77.439947274875408,null,{"$f":"IF(Z362<0,0,epw!O362*SIN(RADIANS(SolarPosition!Z362)))+epw!P362","v":22},0,0,-18.365064883678123,"-","-","-","-",0,0,0,0,null,null,null,null,null,null,null,null,null,null,null,null,14.916666666666924,7.9750408128823338,{"$f":"(epw!G366+273.15)^4*(5.67/(10^8))-epw!M366","v":67.360504000049957}]
[43.462000000000003,0.75855499950177552,142.22399999999999,2.4822770753564147,15,0.79166666666666696,3.3152000000000008,15,11.516538879999999,0.20100152188994011,{"$f":"epw!A363-1968","v":37},13.027050234635379,0.22736491841708723,11.90649574009254,0.20780755303929382,-0.38995686009254094,-6.8060311493537192E-3,3.3799993786147196E-2,1.9365969915146424,-2.3265538516071835,-0.36902195278017086,-21.143400441979747,109.89744614839292,1.9180722748226173,-0.49896390487920594,-28.588525878945564,0.99877437061580876,4.9495015920748023E-2,1.5212810801070042,87.162985343234638,null,{"$f":"IF(Z363<0,0,epw!O363*SIN(RADIANS(SolarPosition!Z363)))+epw!P363","v":0},0,0,-29.095887348407743,"-","-","-","-",0,0,0,0,null,null,null,null,null,null,null,null,null,null,null,null,14.95833333333359,7.9727627734123114,{"$f":"(epw!G367+273.15)^4*(5.67/(10^8))-epw!M367","v":45.648326719719876}]
[43.462000000000003,0.75855499950177552,142.22399999999999,2.4822770753564147,15,0.83333333333333404,3.3152000000000008,15,11.516538879999999,0.20100152188994011,{"$f":"epw!A364-1968","v":37},13.027050234635379,0.22736491841708723,11.90649574009254,0.20780755303929382,-0.38995686009254094,-6.8060311493537192E-3,3.3799993786147196E-2,1.9365969915146424,-2.3265538516071835,-0.36902195278017086,-21.143400441979747,124.89744614839307,2.1798716626217693,-0.68854984474297265,-39.451000088160427,0.99066942738944108,-0.1362867771864798,1.7075085702333932,97.833034556790949,null,{"$f":"IF(Z364<0,0,epw!O364*SIN(RADIANS(SolarPosition!Z364)))+epw!P364","v":0},0,0,-39.897814267685263,"-","-","-","-",0,0,0,0,null,null,null,null,null,null,null,null,null,null,null,null,15.000000000000256,7.97048451954279,{"$f":"(epw!G368+273.15)^4*(5.67/(10^8))-epw!M368","v":53.940503456005331}]
[43.462000000000003,0.75855499950177552,142.22399999999999,2.4822770753564147,15,0.875,3.3152000000000008,15,11.516538879999999,0.20100152188994011,{"$f":"epw!A365-1968","v":37},13.027050234635379,0.22736491841708723,11.90649574009254,0.20780755303929382,-0.38995686009254094,-6.8060311493537192E-3,3.3799993786147196E-2,1.9365969915146424,-2.3265538516071835,-0.36902195278017086,-21.143400441979747,139.89744614839282,2.4416710504209145,-0.87248085972422229,-49.989470968143543,0.93446396781996144,-0.35605770999400438,1.9348420398739068,110.8582829092578,null,{"$f":"IF(Z365<0,0,epw!O365*SIN(RADIANS(SolarPosition!Z365)))+epw!P365","v":0},0,0,-50.348543585324649,"-","-","-","-",0,0,0,0,null,null,null,null,null,null,null,null,null,null,null,null,15.041666666666922,7.9682060524458347,{"$f":"(epw!G369+273.15)^4*(5.67/(10^8))-epw!M369","v":51.804378352014226}]
[43.462000000000003,0.75855499950177552,142.22399999999999,2.4822770753564147,15,0.91666666666666696,3.3152000000000008,15,11.516538879999999,0.20100152188994011,{"$f":"epw!A366-1968","v":37},13.027050234635379,0.22736491841708723,11.90649574009254,0.20780755303929382,-0.38995686009254094,-6.8060311493537192E-3,3.3799993786147196E-2,1.9365969915146424,-2.3265538516071835,-0.36902195278017086,-21.143400441979747,154.89744614839293,2.7034704382200654,-1.0375212089867454,-59.445586430251169,0.77835194605364977,-0.62782819948971569,2.2495561325529607,128.89007217305664,null,{"$f":"IF(Z366<0,0,epw!O366*SIN(RADIANS(SolarPosition!Z366)))+epw!P366","v":0},0,0,-59.663565727901769,"-","-","-","-",0,0,0,0,null,null,null,null,null,null,null,null,null,null,null,null,15.083333333333588,7.9659273732936278,{"$f":"(epw!G370+273.15)^4*(5.67/(10^8))-epw!M370","v":67.237044011565217}]
[43.462000000000003,0.75855499950177552,142.22399999999999,2.4822770753564147,15,0.95833333333333404,3.3152000000000008,15,11.516538879999999,0.20100152188994011,{"$f":"epw!A367-1968","v":37},13.027050234635379,0.22736491841708723,11.90649574009254,0.20780755303929382,-0.38995686009254094,-6.8060311493537192E-3,3.3799993786147196E-2,1.9365969915146424,-2.3265538516071835,-0.36902195278017086,-21.143400441979747,169.8974461483931,2.9652698260192181,-1.1544937093365397,-66.147617019386928,0.40457343592839479,-0.9145055138932161,2.7250803134405102,156.13560079432872,null,{"$f":"IF(Z367<0,0,epw!O367*SIN(RADIANS(SolarPosition!Z367)))+epw!P367","v":0},0,0,-66.131373206743504,"-","-","-","-",0,0,0,0,null,null,null,null,null,null,null,null,null,null,null,null,15.125000000000254,7.9636484832584591,{"$f":"(epw!G371+273.15)^4*(5.67/(10^8))-epw!M371","v":52.804378352014226}]
[43.462000000000003,0.75855499950177552,142.22399999999999,2.4822770753564147,15,0,3.3152000000000008,15,11.516538879999999,0.20100152188994011,{"$f":"epw!A368-1968","v":37},13.027050234635379,0.22736491841708723,11.90649574009254,0.20780755303929382,-0.38995686009254094,-6.8060311493537192E-3,3.3799993786147196E-2,1.9365969915146424,-2.3265538516071835,-0.36902195278017086,-21.143400441979747,-175.10255385160718,-3.0561160933612235,-1.1748057968512602,-67.311413907080791,-0.20643165733102878,-0.97846102163119619,-2.9336659990003255,-168.08668024374904,null,{"$f":"IF(Z368<0,0,epw!O368*SIN(RADIANS(SolarPosition!Z368)))+epw!P368","v":0},0,0,-67.019958679118375,"-","-","-","-",0,0,0,0,null,null,null,null,null,null,null,null,null,null,null,null,15.16666666666692,7.9613693835127259,{"$f":"(epw!G372+273.15)^4*(5.67/(10^8))-epw!M372","v":52.372198287984077}]
[43.462000000000003,0.75855499950177552,142.22399999999999,2.4822770753564147,16,4.1666666666666664E-2,3.3152000000000008,16,12.50213888,0.21820348699759626,{"$f":"epw!A369-1968","v":37},13.027097324413155,0.22736574028875342,12.924927776226832,0.22558254527762711,-0.42278889622683202,-7.3790582800308492E-3,3.4748338960283565E-2,1.9909331675142554,-2.4137220637410874,-0.36576709279884001,-20.95691070214346,-160.1897220637411,-2.7958380778668883,-1.0837783088744057,-62.095923026329181,-0.67626675759630073,-0.73665682143735345,-2.3989097022857937,-137.44740137396079,null,{"$f":"IF(Z369<0,0,epw!O369*SIN(RADIANS(SolarPosition!Z369)))+epw!P369","v":0},0,0,-61.67091057481008,"-","-","-","-",0,0,0,0,null,null,null,null,null,null,null,null,null,null,null,null,15.208333333333586,7.9590900752289331,{"$f":"(epw!G373+273.15)^4*(5.67/(10^8))-epw!M373","v":63.648326719719876}]
[43.462000000000003,0.75855499950177552,142.22399999999999,2.4822770753564147,16,8.3333333333333329E-2,3.3152000000000008,16,12.50213888,0.21820348699759626,{"$f":"epw!A370-1968","v":37},13.027097324413155,0.22736574028875342,12.924927776226832,0.22558254527762711,-0.42278889622683202,-7.3790582800308492E-3,3.4748338960283565E-2,1.9909331675142554,-2.4137220637410874,-0.36576709279884001,-20.95691070214346,-145.1897220637411,-2.5340386900677387,-0.93155409591375693,-53.374118083983355,-0.89357932711744292,-0.44890531980400694,-2.0363362373976219,-116.67347207243381,null,{"$f":"IF(Z370<0,0,epw!O370*SIN(RADIANS(SolarPosition!Z370)))+epw!P370","v":0},0,0,-52.931926852162611,"-","-","-","-",0,0,0,0,null,null,null,null,null,null,null,null,null,null,null,null,15.250000000000252,7.9568105595796963,{"$f":"(epw!G374+273.15)^4*(5.67/(10^8))-epw!M374","v":41.077025505359245}]
[43.462000000000003,0.75855499950177552,142.22399999999999,2.4822770753564147,16,0.125,3.3152000000000008,16,12.50213888,0.21820348699759626,{"$f":"epw!A371-1968","v":37},13.027097324413155,0.22736574028875342,12.924927776226832,0.22558254527762711,-0.42278889622683202,-7.3790582800308492E-3,3.4748338960283565E-2,1.9909331675142554,-2.4137220637410874,-0.36576709279884001,-20.95691070214346,-130.1897220637411,-2.2722393022685892,-0.75246174385309739,-43.112882167836496,-0.97721965601313676,-0.21223040286812467,-1.7846531197856752,-102.25309165857455,null,{"$f":"IF(Z371<0,0,epw!O371*SIN(RADIANS(SolarPosition!Z371)))+epw!P371","v":0},0,0,-42.700836185545533,"-","-","-","-",0,0,0,0,null,null,null,null,null,null,null,null,null,null,null,null,15.291666666666918,7.9545308377377291,{"$f":"(epw!G375+273.15)^4*(5.67/(10^8))-epw!M375","v":64.523062079482258}]
[43.462000000000003,0.75855499950177552,142.22399999999999,2.4822770753564147,16,0.16666666666666699,3.3152000000000008,16,12.50213888,0.21820348699759626,{"$f":"epw!A372-1968","v":37},13.027097324413155,0.22736574028875342,12.924927776226832,0.22558254527762711,-0.42278889622683202,-7.3790582800308492E-3,3.4748338960283565E-2,1.9909331675142554,-2.4137220637410874,-0.36576709279884001,-20.95691070214346,-115.18972206374097,-2.0104399144694374,-0.56393860135293117,-32.311301762033573,-0.99986670500784025,-1.6327039436597801E-2,-1.5871240917077067,-90.935512018385822,null,{"$f":"IF(Z372<0,0,epw!O372*SIN(RADIANS(SolarPosition!Z372)))+epw!P372","v":0},0,0,-31.947952046252208,"-","-","-","-",0,0,0,0,null,null,null,null,null,null,null,null,null,null,null,null,15.333333333333584,7.9522509108758568,{"$f":"(epw!G376+273.15)^4*(5.67/(10^8))-epw!M376","v":54.144612420739975}]
[43.462000000000003,0.75855499950177552,142.22399999999999,2.4822770753564147,16,0.20833333333333401,3.3152000000000008,16,12.50213888,0.21820348699759626,{"$f":"epw!A373-1968","v":37},13.027097324413155,0.22736574028875342,12.924927776226832,0.22558254527762711,-0.42278889622683202,-7.3790582800308492E-3,3.4748338960283565E-2,1.9909331675142554,-2.4137220637410874,-0.36576709279884001,-20.95691070214346,-100.18972206374087,-1.7486405266702865,-0.37464274339909592,-21.465448021970879,-0.98762352938770936,0.15684311970808312,-1.4133029319462709,-80.976293173986335,null,{"$f":"IF(Z373<0,0,epw!O373*SIN(RADIANS(SolarPosition!Z373)))+epw!P373","v":0},0,0,-21.162257658757973,"-","-","-","-",0,0,0,0,null,null,null,null,null,null,null,null,null,null,null,null,15.37500000000025,7.9499707801670194,{"$f":"(epw!G377+273.15)^4*(5.67/(10^8))-epw!M377","v":64.21349415920389}]
[43.462000000000003,0.75855499950177552,142.22399999999999,2.4822770753564147,16,0.25,3.3152000000000008,16,12.50213888,0.21820348699759626,{"$f":"epw!A374-1968","v":37},13.027097324413155,0.22736574028875342,12.924927776226832,0.22558254527762711,-0.42278889622683202,-7.3790582800308492E-3,3.4748338960283565E-2,1.9909331675142554,-2.4137220637410874,-0.36576709279884001,-20.95691070214346,-85.189722063741101,-1.4868411388711409,-0.1903364933724831,-10.905477757563046,-0.94767491048161889,0.31923700293615015,-1.2458720741170655,-71.383211660117937,null,{"$f":"IF(Z374<0,0,epw!O374*SIN(RADIANS(SolarPosition!Z374)))+epw!P374","v":0},0,0,-10.673595329928764,"-","-","-","-",0,0,0,0,null,null,null,null,null,null,null,null,null,null,null,null,15.416666666666917,7.947690446784244,{"$f":"(epw!G378+273.15)^4*(5.67/(10^8))-epw!M378","v":48.305603491690249}]
[43.462000000000003,0.75855499950177552,142.22399999999999,2.4822770753564147,16,0.29166666666666702,3.3152000000000008,16,12.50213888,0.21820348699759626,{"$f":"epw!A375-1968","v":37},13.027097324413155,0.22736574028875342,12.924927776226832,0.22558254527762711,-0.42278889622683202,-7.3790582800308492E-3,3.4748338960283565E-2,1.9909331675142554,-2.4137220637410874,-0.36576709279884001,-20.95691070214346,-70.189722063740959,-1.2250417510719889,-1.6312804032091864E-2,-0.93465482306285563,-0.87870135181152398,0.47737190357686571,-1.073134939675596,-61.486102891437852,null,{"$f":"IF(Z375<0,0,epw!O375*SIN(RADIANS(SolarPosition!Z375)))+epw!P375","v":0},5.5555555555555554,0.02,-0.78722108632941579,3,5.2335956242943828E-2,0.13746473821734803,7.7656259334677499E-2,0.01,0.02,2.7777777777777777,5.5555555555555554,null,null,null,null,null,null,null,null,null,null,null,null,15.458333333333583,7.9454099119006729,{"$f":"(epw!G379+273.15)^4*(5.67/(10^8))-epw!M379","v":44.831519772756167}]
[43.462000000000003,0.75855499950177552,142.22399999999999,2.4822770753564147,16,0.33333333333333398,3.3152000000000008,16,12.50213888,0.21820348699759626,{"$f":"epw!A376-1968","v":37},13.027097324413155,0.22736574028875342,12.924927776226832,0.22558254527762711,-0.42278889622683202,-7.3790582800308492E-3,3.4748338960283565E-2,1.9909331675142554,-2.4137220637410874,-0.36576709279884001,-20.95691070214346,-55.189722063740859,-0.96324236327283785,0.14138088025698803,8.100527742569879,-0.7744616028511655,0.63262091785618624,-0.88586359299798634,-50.756245103079522,null,{"$f":"IF(Z376<0,0,epw!O376*SIN(RADIANS(SolarPosition!Z376)))+epw!P376","v":0},52.777777777777779,0.19,8.1478345193546495,8.1478345193546495,0.14172772364832109,0.39311787852452879,0.27242403685142363,0.21,0.16,58.333333333333329,44.444444444444443,null,null,null,null,null,null,null,null,null,null,null,null,15.500000000000249,7.9431291766895535,{"$f":"(epw!G380+273.15)^4*(5.67/(10^8))-epw!M380","v":58.782694413834463}]
[43.462000000000003,0.75855499950177552,142.22399999999999,2.4822770753564147,16,0.375,3.3152000000000008,16,12.50213888,0.21820348699759626,{"$f":"epw!A377-1968","v":37},13.027097324413155,0.22736574028875342,12.924927776226832,0.22558254527762711,-0.42278889622683202,-7.3790582800308492E-3,3.4748338960283565E-2,1.9909331675142554,-2.4137220637410874,-0.36576709279884001,-20.95691070214346,-40.189722063741101,-0.70144297547369261,0.27522504933586561,15.769233743224962,-0.62620012082470511,0.77966236838719161,-0.67666986594516265,-38.770327442341006,null,{"$f":"IF(Z377<0,0,epw!O377*SIN(RADIANS(SolarPosition!Z377)))+epw!P377","v":0},197.22222222222223,0.71,15.699503395891545,15.699503395891545,0.27059210195361844,0.8082648378739542,0.53319966444755706,1.46,0.31,405.55555555555554,86.111111111111114,null,null,null,null,null,null,null,null,null,null,null,null,15.541666666666915,7.9408482423242255,{"$f":"(epw!G381+273.15)^4*(5.67/(10^8))-epw!M381","v":61.152052868408987}]
[43.462000000000003,0.75855499950177552,142.22399999999999,2.4822770753564147,16,0.41666666666666702,3.3152000000000008,16,12.50213888,0.21820348699759626,{"$f":"epw!A378-1968","v":37},13.027097324413155,0.22736574028875342,12.924927776226832,0.22558254527762711,-0.42278889622683202,-7.3790582800308492E-3,3.4748338960283565E-2,1.9909331675142554,-2.4137220637410874,-0.36576709279884001,-20.95691070214346,-25.189722063740966,-0.43964358767454076,0.37613670944623029,21.551045971207518,-0.42733712096571785,0.90409235426737844,-0.44154535781754256,-25.298685466538959,null,{"$f":"IF(Z378<0,0,epw!O378*SIN(RADIANS(SolarPosition!Z378)))+epw!P378","v":217.97429282639308},338.88888888888886,1.22,21.350487640473446,21.350487640473446,0.3640720728770232,1.144115564129794,0.68095607571112704,2.68,0.24,744.44444444444446,66.666666666666671,null,null,null,null,null,null,null,null,null,null,null,null,15.583333333333581,7.9385671099781394,{"$f":"(epw!G382+273.15)^4*(5.67/(10^8))-epw!M382","v":63.339530498533634}]
[43.462000000000003,0.75855499950177552,142.22399999999999,2.4822770753564147,16,0.45833333333333398,3.3152000000000008,16,12.50213888,0.21820348699759626,{"$f":"epw!A379-1968","v":37},13.027097324413155,0.22736574028875342,12.924927776226832,0.22558254527762711,-0.42278889622683202,-7.3790582800308492E-3,3.4748338960283565E-2,1.9909331675142554,-2.4137220637410874,-0.36576709279884001,-20.95691070214346,-10.189722063740858,-0.17784419987538946,0.43465456349517068,24.903872034374341,-0.18214202898410481,0.98327223151960974,-0.18316448351872583,-10.494551862316516,null,{"$f":"IF(Z379<0,0,epw!O379*SIN(RADIANS(SolarPosition!Z379)))+epw!P379","v":417.02112735091072},411.11111111111109,1.48,24.569525645765118,24.569525645765118,0.41579713088306142,1.342570639275698,0.7233139850208139,2.97,0.25,825,69.444444444444443,null,null,null,null,null,null,null,null,null,null,null,null,15.625000000000247,7.9362857808248544,{"$f":"(epw!G383+273.15)^4*(5.67/(10^8))-epw!M383","v":55.933967667761635}]
[43.462000000000003,0.75855499950177552,142.22399999999999,2.4822770753564147,16,0.5,3.3152000000000008,16,12.50213888,0.21820348699759626,{"$f":"epw!A380-1968","v":37},13.027097324413155,0.22736574028875342,12.924927776226832,0.22558254527762711,-0.42278889622683202,-7.3790582800308492E-3,3.4748338960283565E-2,1.9909331675142554,-2.4137220637410874,-0.36576709279884001,-20.95691070214346,4.8102779362589025,8.3955187923755767E-2,0.44382906573119124,25.429532291631656,8.6710479618290273E-2,0.99623355330181784,8.6819507361409531E-2,4.9743913512137485,null,{"$f":"IF(Z380<0,0,epw!O380*SIN(RADIANS(SolarPosition!Z380)))+epw!P380","v":176},411.11111111111109,1.48,24.976234331635155,24.976234331635155,0.4222422987483217,1.3679311903747562,0.71227321514397068,2.9,0.26,805.55555555555554,72.222222222222214,null,null,null,null,null,null,null,null,null,null,null,null,15.666666666666913,7.9340042560380146,{"$f":"(epw!G384+273.15)^4*(5.67/(10^8))-epw!M384","v":56.316363737550034}]
[43.462000000000003,0.75855499950177552,142.22399999999999,2.4822770753564147,16,0.54166666666666696,3.3152000000000008,16,12.50213888,0.21820348699759626,{"$f":"epw!A381-1968","v":37},13.027097324413155,0.22736574028875342,12.924927776226832,0.22558254527762711,-0.42278889622683202,-7.3790582800308492E-3,3.4748338960283565E-2,1.9909331675142554,-2.4137220637410874,-0.36576709279884001,-20.95691070214346,19.810277936259009,0.34575457572290702,0.40245119075791291,23.058754690442811,0.34396982504130463,0.93898070239012565,0.35114144384199819,20.118922744276507,null,{"$f":"IF(Z381<0,0,epw!O381*SIN(RADIANS(SolarPosition!Z381)))+epw!P381","v":212},402.77777777777777,1.45,22.517670658751232,22.517670658751232,0.38296834893392995,1.2155704164262391,0.76939924313245733,3.3,0.19,916.66666666666663,52.777777777777779,null,null,null,null,null,null,null,null,null,null,null,null,15.708333333333579,7.9317225367913746,{"$f":"(epw!G385+273.15)^4*(5.67/(10^8))-epw!M385","v":50.703845163245603}]
[43.462000000000003,0.75855499950177552,142.22399999999999,2.4822770753564147,16,0.58333333333333404,3.3152000000000008,16,12.50213888,0.21820348699759626,{"$f":"epw!A382-1968","v":37},13.027097324413155,0.22736574028875342,12.924927776226832,0.22558254527762711,-0.42278889622683202,-7.3790582800308492E-3,3.4748338960283565E-2,1.9909331675142554,-2.4137220637410874,-0.36576709279884001,-20.95691070214346,34.810277936259169,0.60755396352205926,0.31570909541451492,18.088798721144716,0.56081573100746096,0.82794064754338936,0.5953707246145189,34.112229766057531,null,{"$f":"IF(Z382<0,0,epw!O382*SIN(RADIANS(SolarPosition!Z382)))+epw!P382","v":221},177.77777777777777,0.64,17.496752107073821,17.496752107073821,0.30065173621646613,0.91306731826266474,0.43257647048255859,0.77,0.41,213.88888888888889,113.88888888888889,null,null,null,null,null,null,null,null,null,null,null,null,15.750000000000245,7.9294406242587918,{"$f":"(epw!G386+273.15)^4*(5.67/(10^8))-epw!M386","v":59.339171790293335}]
[43.462000000000003,0.75855499950177552,142.22399999999999,2.4822770753564147,16,0.625,3.3152000000000008,16,12.50213888,0.21820348699759626,{"$f":"epw!A383-1968","v":37},13.027097324413155,0.22736574028875342,12.924927776226832,0.22558254527762711,-0.42278889622683202,-7.3790582800308492E-3,3.4748338960283565E-2,1.9909331675142554,-2.4137220637410874,-0.36576709279884001,-20.95691070214346,49.810277936258899,0.86935335132120395,0.19256840938155367,11.033357125110472,0.72681325294577614,0.68683512966532156,0.81367073187462946,46.619898849737098,null,{"$f":"IF(Z383<0,0,epw!O383*SIN(RADIANS(SolarPosition!Z383)))+epw!P383","v":201},111.11111111111111,0.4,10.42231490496313,10.42231490496313,0.18090220171799104,0.51348160927181441,0.44932726654881688,0.92,0.23,255.55555555555554,63.888888888888886,null,null,null,null,null,null,null,null,null,null,null,null,15.791666666666911,7.9271585196142089,{"$f":"(epw!G387+273.15)^4*(5.67/(10^8))-epw!M387","v":60.809190233092693}]
[43.462000000000003,0.75855499950177552,142.22399999999999,2.4822770753564147,16,0.66666666666666696,3.3152000000000008,16,12.50213888,0.21820348699759626,{"$f":"epw!A384-1968","v":37},13.027097324413155,0.22736574028875342,12.924927776226832,0.22558254527762711,-0.42278889622683202,-7.3790582800308492E-3,3.4748338960283565E-2,1.9909331675142554,-2.4137220637410874,-0.36576709279884001,-20.95691070214346,64.810277936259013,1.1311527391203553,4.247437419640409E-2,2.4336023789133217,0.84580659257621416,0.53348965121604164,1.0080752778584956,57.758458852769564,null,{"$f":"IF(Z384<0,0,epw!O384*SIN(RADIANS(SolarPosition!Z384)))+epw!P384","v":156},25,0.09,1.8269264163551331,3,5.2335956242943828E-2,0.13746473821734803,0.34945316700604873,0.46,7.0000000000000007E-2,127.77777777777777,19.444444444444443,null,null,null,null,null,null,null,null,null,null,null,null,15.833333333333577,7.9248762240316859,{"$f":"(epw!G388+273.15)^4*(5.67/(10^8))-epw!M388","v":64.863975774103892}]
[43.462000000000003,0.75855499950177552,142.22399999999999,2.4822770753564147,16,0.70833333333333404,3.3152000000000008,16,12.50213888,0.21820348699759626,{"$f":"epw!A385-1968","v":37},13.027097324413155,0.22736574028875342,12.924927776226832,0.22558254527762711,-0.42278889622683202,-7.3790582800308492E-3,3.4748338960283565E-2,1.9909331675142554,-2.4137220637410874,-0.36576709279884001,-20.95691070214346,79.810277936259169,1.3929521269195075,-0.12645413402853389,-7.2452881818166386,0.92651834511755515,0.37624959290426763,1.1850512236014257,67.898433619175705,null,{"$f":"IF(Z385<0,0,epw!O385*SIN(RADIANS(SolarPosition!Z385)))+epw!P385","v":173},0,0,-7.8313615327224531,"-","-","-","-",0,0,0,0,null,null,null,null,null,null,null,null,null,null,null,null,15.875000000000243,7.9225937386853724,{"$f":"(epw!G389+273.15)^4*(5.67/(10^8))-epw!M389","v":59.25211391578398}]
[43.462000000000003,0.75855499950177552,142.22399999999999,2.4822770753564147,16,0.75,3.3152000000000008,16,12.50213888,0.21820348699759626,{"$f":"epw!A386-1968","v":37},13.027097324413155,0.22736574028875342,12.924927776226832,0.22558254527762711,-0.42278889622683202,-7.3790582800308492E-3,3.4748338960283565E-2,1.9909331675142554,-2.4137220637410874,-0.36576709279884001,-20.95691070214346,94.810277936258899,1.6547515147186524,-0.30770071215265377,-17.629952159516861,0.97642056085477735,0.21587702133400444,1.3532063856027923,77.533014705192642,null,{"$f":"IF(Z386<0,0,epw!O386*SIN(RADIANS(SolarPosition!Z386)))+epw!P386","v":33},0,0,-18.183083890703465,"-","-","-","-",0,0,0,0,null,null,null,null,null,null,null,null,null,null,null,null,15.916666666666909,7.9203110647495105,{"$f":"(epw!G390+273.15)^4*(5.67/(10^8))-epw!M390","v":64.863975774103892}]
[43.462000000000003,0.75855499950177552,142.22399999999999,2.4822770753564147,16,0.79166666666666696,3.3152000000000008,16,12.50213888,0.21820348699759626,{"$f":"epw!A387-1968","v":37},13.027097324413155,0.22736574028875342,12.924927776226832,0.22558254527762711,-0.42278889622683202,-7.3790582800308492E-3,3.4748338960283565E-2,1.9909331675142554,-2.4137220637410874,-0.36576709279884001,-20.95691070214346,109.81027793625901,1.9165509025178036,-0.49581126721567376,-28.407893046491186,0.99886468612261536,4.7637577784441346E-2,1.5231407129518397,87.269534456687623,null,{"$f":"IF(Z387<0,0,epw!O387*SIN(RADIANS(SolarPosition!Z387)))+epw!P387","v":0},0,0,-28.916143069248928,"-","-","-","-",0,0,0,0,null,null,null,null,null,null,null,null,null,null,null,null,15.958333333333576,7.9180282033984462,{"$f":"(epw!G391+273.15)^4*(5.67/(10^8))-epw!M391","v":58.930053159379725}]
[43.462000000000003,0.75855499950177552,142.22399999999999,2.4822770753564147,16,0.83333333333333404,3.3152000000000008,16,12.50213888,0.21820348699759626,{"$f":"epw!A388-1968","v":37},13.027097324413155,0.22736574028875342,12.924927776226832,0.22558254527762711,-0.42278889622683202,-7.3790582800308492E-3,3.4748338960283565E-2,1.9909331675142554,-2.4137220637410874,-0.36576709279884001,-20.95691070214346,124.81027793625917,2.1783502903169558,-0.68538073755901285,-39.269423621694941,0.99038489356010884,-0.13833930247016615,1.7095807239623946,97.95176021996501,null,{"$f":"IF(Z388<0,0,epw!O388*SIN(RADIANS(SolarPosition!Z388)))+epw!P388","v":0},0,0,-39.716988258775523,"-","-","-","-",0,0,0,0,null,null,null,null,null,null,null,null,null,null,null,null,16.000000000000242,7.9157451558066212,{"$f":"(epw!G392+273.15)^4*(5.67/(10^8))-epw!M392","v":49.477308197021472}]
[43.462000000000003,0.75855499950177552,142.22399999999999,2.4822770753564147,16,0.875,3.3152000000000008,16,12.50213888,0.21820348699759626,{"$f":"epw!A389-1968","v":37},13.027097324413155,0.22736574028875342,12.924927776226832,0.22558254527762711,-0.42278889622683202,-7.3790582800308492E-3,3.4748338960283565E-2,1.9909331675142554,-2.4137220637410874,-0.36576709279884001,-20.95691070214346,139.8102779362589,2.4401496781161005,-0.86921263826918549,-49.802215672255841,0.93369415505523301,-0.35807153589149487,1.9369979870528866,110.98180958346649,null,{"$f":"IF(Z389<0,0,epw!O389*SIN(RADIANS(SolarPosition!Z389)))+epw!P389","v":0},0,0,-50.162132162183099,"-","-","-","-",0,0,0,0,null,null,null,null,null,null,null,null,null,null,null,null,16.041666666666909,7.9134619231485708,{"$f":"(epw!G393+273.15)^4*(5.67/(10^8))-epw!M393","v":58.683357897940112}]
[43.462000000000003,0.75855499950177552,142.22399999999999,2.4822770753564147,16,0.91666666666666696,3.3152000000000008,16,12.50213888,0.21820348699759626,{"$f":"epw!A390-1968","v":37},13.027097324413155,0.22736574028875342,12.924927776226832,0.22558254527762711,-0.42278889622683202,-7.3790582800308492E-3,3.4748338960283565E-2,1.9909331675142554,-2.4137220637410874,-0.36576709279884001,-20.95691070214346,154.81027793625901,2.7019490659152519,-1.0340705449316845,-59.247877943378683,0.77731841232391674,-0.62910737228411651,2.2512006615487361,128.98429674380145,null,{"$f":"IF(Z390<0,0,epw!O390*SIN(RADIANS(SolarPosition!Z390)))+epw!P390","v":0},0,0,-59.467402625227322,"-","-","-","-",0,0,0,0,null,null,null,null,null,null,null,null,null,null,null,null,16.083333333333577,{"$f":"$BE$2+(1/2)*$BF$2*EXP(-1*BE$4*(PI()/(365*$BI$2))^0.5)*COS(2*PI()/365*($BD390-$BH$2-BE$4/2*(365/(PI()*$BI$2))^0.5))","v":7.9111785065989269},{"$f":"(epw!G394+273.15)^4*(5.67/(10^8))-epw!M394","v":55.817443873097403}]
[43.462000000000003,0.75855499950177552,142.22399999999999,2.4822770753564147,16,0.95833333333333404,3.3152000000000008,16,12.50213888,0.21820348699759626,{"$f":"epw!A391-1968","v":37},13.027097324413155,0.22736574028875342,12.924927776226832,0.22558254527762711,-0.42278889622683202,-7.3790582800308492E-3,3.4748338960283565E-2,1.9909331675142554,-2.4137220637410874,-0.36576709279884001,-20.95691070214346,169.81027793625918,2.9637484537144041,-1.1509573206260155,-65.944996871556185,0.4052998147424462,-0.91418382187049174,2.724285887879379,156.09008356253861,null,{"$f":"IF(Z391<0,0,epw!O391*SIN(RADIANS(SolarPosition!Z391)))+epw!P391","v":0},0,0,-65.932454475450726,"-","-","-","-",0,0,0,0,null,null,null,null,null,null,null,null,null,null,null,null,{"$f":"BD390+1/24","v":16.125000000000245},7.9088949073324182,{"$f":"(epw!G395+273.15)^4*(5.67/(10^8))-epw!M395","v":58.025686368176622}]
[43.462000000000003,0.75855499950177552,142.22399999999999,2.4822770753564147,16,0,3.3152000000000008,16,12.50213888,0.21820348699759626,{"$f":"epw!A392-1968","v":37},13.027097324413155,0.22736574028875342,12.924927776226832,0.22558254527762711,-0.42278889622683202,-7.3790582800308492E-3,3.4748338960283565E-2,1.9909331675142554,-2.4137220637410874,-0.36576709279884001,-20.95691070214346,-175.1897220637411,-3.0576374656660374,-1.1718174371842005,-67.140193510491144,-0.2015803445334256,-0.97947198259970059,-2.9386215341071718,-168.37061149060025,null,{"$f":"IF(Z392<0,0,epw!O392*SIN(RADIANS(SolarPosition!Z392)))+epw!P392","v":0},0,0,-66.854623847153576,"-","-","-","-",0,0,0,0,null,null,null,null,null,null,null,null,null,null,null,null,16.166666666666913,7.9066111265238606,{"$f":"(epw!G396+273.15)^4*(5.67/(10^8))-epw!M396","v":50.947396036865115}]
[43.462000000000003,0.75855499950177552,142.22399999999999,2.4822770753564147,17,4.1666666666666664E-2,3.3152000000000008,17,13.48773888,0.23540545210525238,{"$f":"epw!A393-1968","v":37},13.027144414190934,0.2273665621604197,13.943227205363453,0.24335522308723981,-0.45548832536345252,-7.9497709819874446E-3,3.5649151451867887E-2,2.042545921414701,-2.4980342467781536,-0.36239586706541793,-20.763753695832477,-160.27403424677817,-2.797309603060429,-1.0816257577218276,-61.972590930100431,-0.67164075012054436,-0.74087698221601617,-2.4051714776155957,-137.8061746726176,null,{"$f":"IF(Z393<0,0,epw!O393*SIN(RADIANS(SolarPosition!Z393)))+epw!P393","v":0},0,0,-61.552551986409554,"-",{"$f":"IF(AJ393=\"-\",\"-\", SIN(PI()*AJ393/180))","v":"-"},"-","-",0,0,0,0,null,null,null,null,null,null,null,null,null,null,null,null,16.208333333333581,7.9043271653481657,{"$f":"(epw!G397+273.15)^4*(5.67/(10^8))-epw!M397","v":60.661615663337813}]
[43.462000000000003,{"$f":"A394/180*PI()","v":0.75855499950177552},142.22399999999999,{"$f":"C394/180*PI()","v":2.4822770753564147},17,8.3333333333333329E-2,{"$f":"3.71+0.2596*K394-INT((K394+3)/4)","v":3.3152000000000008},17,13.48773888,{"$f":"I394/180*PI()","v":0.23540545210525238},{"$f":"epw!A394-1968","v":37},{"$f":"12.3901+0.0172*(K394+I394/360)","v":13.027144414190934},{"$f":"L394/180*PI()","v":0.2273665621604197},{"$f":"I394+1.914*SIN(J394)+0.02*SIN(2*J394)","v":13.943227205363453},{"$f":"N394/180*PI()","v":0.24335522308723981},{"$f":"I394-N394","v":-0.45548832536345252},{"$f":"P394/180*PI()","v":-7.9497709819874446E-3},{"$f":"ATAN((0.043*SIN(2*(O394+M394)))/(1-0.043*COS(2*(O394+M394))))","v":3.5649151451867887E-2},{"$f":"R394/PI()*180","v":2.042545921414701},{"$f":"P394-S394","v":-2.4980342467781536},{"$f":"ASIN(COS(O394+M394)*SIN(-23.4393*PI()/180))","v":-0.36239586706541793},{"$f":"U394/PI()*180","v":-20.763753695832477},{"$f":"(F394*24-12)/12*180+(C394-135)+T394","v":-145.27403424677817},{"$f":"W394/180*PI()","v":-2.5355102152612794},{"$f":"ASIN(SIN(B394)*SIN(U394)+COS(B394)*COS(U394)*COS(X394))","v":-0.93007707873312562},{"$f":"Y394/PI()*180","v":-53.289491233264869},{"$f":"COS(U394)*SIN(X394)/COS(Y394)","v":-0.8910639104360224},{"$f":"(SIN(Y394)*SIN(B394)-SIN(U394))/(COS(Y394)*COS(B394))","v":-0.4538778552853881},{"$f":"IF(AA394>0,PI()/2-ATAN(AB394/AA394),-PI()/2-ATAN(AB394/AA394))","v":-2.0419088050782088},{"$f":"AC394/PI()*180","v":-116.99275668158245},null,{"$f":"IF(Z394<0,0,epw!O394*SIN(RADIANS(SolarPosition!Z394)))+epw!P394","v":0},0,{"$f":"AG394*3.6/1000","v":0},-52.850929053846521,{"$f":"IF(AH394<=0,\"-\",IF(AI394<3,3,AI394))","v":"-"},"-",{"$f":"IF(AK394=\"-\",\"-\", (0.5163+0.333*AK394+0.00803*AK394*AK394)*(4.921)*AK394)","v":"-"},{"$f":"IF(AK394=\"-\",\"-\", AH394/(4.921)/AK394)","v":"-"},0,0,{"$f":"AN394*1000/3.6","v":0},{"$f":"AO394*1000/3.6","v":0},null,null,null,null,null,null,null,null,null,null,null,null,16.250000000000249,7.9020430249803493,{"$f":"(epw!G398+273.15)^4*(5.67/(10^8))-epw!M398","v":44.786813837831659}]
[{"$f":"A394","v":43.462000000000003},0.75855499950177552,{"$f":"C394","v":142.22399999999999},2.4822770753564147,17,0.125,3.3152000000000008,17,{"$f":"0.9856*(H395-G395)","v":13.48773888},0.23540545210525238,{"$f":"epw!A395-1968","v":37},13.027144414190934,0.2273665621604197,13.943227205363453,0.24335522308723981,-0.45548832536345252,-7.9497709819874446E-3,3.5649151451867887E-2,2.042545921414701,-2.4980342467781536,-0.36239586706541793,-20.763753695832477,-130.27403424677817,-2.2737108274621303,-0.75130863897410027,-43.046814124934016,-0.97620527944920144,-0.21684845486077731,-1.7893812701288101,-102.52399471813951,null,{"$f":"IF(Z395<0,0,epw!O395*SIN(RADIANS(SolarPosition!Z395)))+epw!P395","v":0},0,0,-42.637638135054111,"-","-","-","-",0,0,0,0,null,null,null,null,null,null,null,null,null,null,null,null,16.291666666666917,7.8997587065955024,{"$f":"(epw!G399+273.15)^4*(5.67/(10^8))-epw!M399","v":63.347625561471375}]
[43.462000000000003,0.75855499950177552,142.22399999999999,2.4822770753564147,17,0.16666666666666699,3.3152000000000008,17,13.48773888,0.23540545210525238,{"$f":"epw!A396-1968","v":37},13.027144414190934,0.2273665621604197,13.943227205363453,0.24335522308723981,-0.45548832536345252,-7.9497709819874446E-3,3.5649151451867887E-2,2.042545921414701,-2.4980342467781536,-0.36239586706541793,-20.763753695832477,-115.27403424677803,-2.011911439662978,-0.56288270532387896,-32.25080337596426,-0.99979092280214332,-2.0447754948618672E-2,-1.5912455069158067,-91.171651715430983,null,{"$f":"IF(Z396<0,0,epw!O396*SIN(RADIANS(SolarPosition!Z396)))+epw!P396","v":0},0,0,-31.88994474406233,"-","-","-","-",0,0,0,0,null,null,null,null,null,null,null,null,null,null,null,null,16.333333333333584,7.8974742113688166,{"$f":"(epw!G400+273.15)^4*(5.67/(10^8))-epw!M400","v":50.308555680041508}]
[43.462000000000003,0.75855499950177552,142.22399999999999,2.4822770753564147,17,0.20833333333333401,3.3152000000000008,17,13.48773888,0.23540545210525238,{"$f":"epw!A397-1968","v":37},13.027144414190934,0.2273665621604197,13.943227205363453,0.24335522308723981,-0.45548832536345252,-7.9497709819874446E-3,3.5649151451867887E-2,2.042545921414701,-2.4980342467781536,-0.36239586706541793,-20.763753695832477,-100.27403424677793,-1.7501120518638271,-0.37353621764372019,-21.40204876626532,-0.9882011264777143,0.1531617890603803,-1.4170293014668784,-81.18979842042333,null,{"$f":"IF(Z397<0,0,epw!O397*SIN(RADIANS(SolarPosition!Z397)))+epw!P397","v":0},0,0,-21.101165182354521,"-","-","-","-",0,0,0,0,null,null,null,null,null,null,null,null,null,null,null,null,16.375000000000252,7.8951895404755765,{"$f":"(epw!G401+273.15)^4*(5.67/(10^8))-epw!M401","v":44.541734977975892}]
[43.462000000000003,0.75855499950177552,142.22399999999999,2.4822770753564147,17,0.25,3.3152000000000008,17,13.48773888,0.23540545210525238,{"$f":"epw!A398-1968","v":37},13.027144414190934,0.2273665621604197,13.943227205363453,0.24335522308723981,-0.45548832536345252,-7.9497709819874446E-3,3.5649151451867887E-2,2.042545921414701,-2.4980342467781536,-0.36239586706541793,-20.763753695832477,-85.274034246778157,-1.4883126640646815,-0.18906896840432055,-10.832853926459878,-0.94877868155841416,0.31594147151059049,-1.2493475381328532,-71.582341080072155,null,{"$f":"IF(Z398<0,0,epw!O398*SIN(RADIANS(SolarPosition!Z398)))+epw!P398","v":0},0,0,-10.603201691267991,"-","-","-","-",0,0,0,0,null,null,null,null,null,null,null,null,null,null,null,null,16.41666666666692,7.892904695091147,{"$f":"(epw!G402+273.15)^4*(5.67/(10^8))-epw!M402","v":51.587893489031075}]
[43.462000000000003,0.75855499950177552,142.22399999999999,2.4822770753564147,17,0.29166666666666702,3.3152000000000008,17,13.48773888,0.23540545210525238,{"$f":"epw!A399-1968","v":37},13.027144414190934,0.2273665621604197,13.943227205363453,0.24335522308723981,-0.45548832536345252,-7.9497709819874446E-3,3.5649151451867887E-2,2.042545921414701,-2.4980342467781536,-0.36239586706541793,-20.763753695832477,-70.274034246778015,-1.2265132762655295,-1.4790201873808804E-2,-0.84741614551572619,-0.88027550385785092,0.47446289349938281,-1.0764425527530337,-61.675615161037307,null,{"$f":"IF(Z399<0,0,epw!O399*SIN(RADIANS(SolarPosition!Z399)))+epw!P399","v":0},5.5555555555555554,0.02,-0.70221053483658991,3,5.2335956242943828E-2,0.13746473821734803,7.7656259334677499E-2,0.01,0.02,2.7777777777777777,5.5555555555555554,null,null,null,null,null,null,null,null,null,null,null,null,16.458333333333588,7.8906196763909913,{"$f":"(epw!G403+273.15)^4*(5.67/(10^8))-epw!M403","v":56.295026536438797}]
[43.462000000000003,0.75855499950177552,142.22399999999999,2.4822770753564147,17,0.33333333333333398,3.3152000000000008,17,13.48773888,0.23540545210525238,{"$f":"epw!A400-1968","v":37},13.027144414190934,0.2273665621604197,13.943227205363453,0.24335522308723981,-0.45548832536345252,-7.9497709819874446E-3,3.5649151451867887E-2,2.042545921414701,-2.4980342467781536,-0.36239586706541793,-20.763753695832477,-55.274034246777923,-0.96471388846637862,0.14324368721231456,8.2072587191577053,-0.77645693718733066,0.63017031403714152,-0.88902378705886065,-50.937310885209932,null,{"$f":"IF(Z400<0,0,epw!O400*SIN(RADIANS(SolarPosition!Z400)))+epw!P400","v":0},63.888888888888886,0.23,8.2522674140598848,8.2522674140598848,0.14353178618528795,0.39854914720472984,0.32563147880542492,0.36,0.18,100,50,null,null,null,null,null,null,null,null,null,null,null,null,16.500000000000256,7.8883344855506667,{"$f":"(epw!G404+273.15)^4*(5.67/(10^8))-epw!M404","v":55.96572574644847}]
[43.462000000000003,0.75855499950177552,142.22399999999999,2.4822770753564147,17,0.375,3.3152000000000008,17,13.48773888,0.23540545210525238,{"$f":"epw!A401-1968","v":37},13.027144414190934,0.2273665621604197,13.943227205363453,0.24335522308723981,-0.45548832536345252,-7.9497709819874446E-3,3.5649151451867887E-2,2.042545921414701,-2.4980342467781536,-0.36239586706541793,-20.763753695832477,-40.274034246778164,-0.70291450066723338,0.27749887493393938,15.899514353343399,-0.62850182327390902,0.77780811138826011,-0.67962555698834082,-38.939676064659743,null,{"$f":"IF(Z401<0,0,epw!O401*SIN(RADIANS(SolarPosition!Z401)))+epw!P401","v":0},197.22222222222223,0.71,15.827328502869236,15.827328502869236,0.27273916743305399,0.81565034487836818,0.52900219400736814,1.42,0.32,394.44444444444446,88.888888888888886,null,null,null,null,null,null,null,null,null,null,null,null,16.541666666666924,7.8860491237458037,{"$f":"(epw!G405+273.15)^4*(5.67/(10^8))-epw!M405","v":49.306714598321463}]
[43.462000000000003,0.75855499950177552,142.22399999999999,2.4822770753564147,17,0.41666666666666702,3.3152000000000008,17,13.48773888,0.23540545210525238,{"$f":"epw!A402-1968","v":37},13.027144414190934,0.2273665621604197,13.943227205363453,0.24335522308723981,-0.45548832536345252,-7.9497709819874446E-3,3.5649151451867887E-2,2.042545921414701,-2.4980342467781536,-0.36239586706541793,-20.763753695832477,-25.274034246778033,-0.44111511286808169,0.37885802839857058,21.706966061885581,-0.4296880883142436,0.90297737887549034,-0.44414732273237267,-25.447767074599842,null,{"$f":"IF(Z402<0,0,epw!O402*SIN(RADIANS(SolarPosition!Z402)))+epw!P402","v":94.081522986211269},233.33333333333331,0.84,21.503699105432212,21.503699105432212,0.36656129517860375,1.1534596490573079,0.46567113071527461,0.92,0.5,255.55555555555554,138.88888888888889,null,null,null,null,null,null,null,null,null,null,null,null,16.583333333333591,7.8837635921521327,{"$f":"(epw!G406+273.15)^4*(5.67/(10^8))-epw!M406","v":56.438590447210743}]
[43.462000000000003,0.75855499950177552,142.22399999999999,2.4822770753564147,17,0.45833333333333398,3.3152000000000008,17,13.48773888,0.23540545210525238,{"$f":"epw!A403-1968","v":37},13.027144414190934,0.2273665621604197,13.943227205363453,0.24335522308723981,-0.45548832536345252,-7.9497709819874446E-3,3.5649151451867887E-2,2.042545921414701,-2.4980342467781536,-0.36239586706541793,-20.763753695832477,-10.274034246777925,-0.1793157250689304,0.43779589748438846,25.083857213997515,-0.18413851395541966,0.98290030403815121,-0.1851953167737288,-10.610910036723002,null,{"$f":"IF(Z403<0,0,epw!O403*SIN(RADIANS(SolarPosition!Z403)))+epw!P403","v":306.0299469187031},266.66666666666669,0.96000000000000008,24.74650536371567,24.74650536371567,0.41860434646447525,1.3535992743941909,0.46603027893312582,0.89,0.59,247.22222222222223,163.88888888888889,null,null,null,null,null,null,null,null,null,null,null,null,16.625000000000259,7.8814778919454715,{"$f":"(epw!G407+273.15)^4*(5.67/(10^8))-epw!M407","v":53.15963601946882}]
[43.462000000000003,0.75855499950177552,142.22399999999999,2.4822770753564147,17,0.5,3.3152000000000008,17,13.48773888,0.23540545210525238,{"$f":"epw!A404-1968","v":37},13.027144414190934,0.2273665621604197,13.943227205363453,0.24335522308723981,-0.45548832536345252,-7.9497709819874446E-3,3.5649151451867887E-2,2.042545921414701,-2.4980342467781536,-0.36239586706541793,-20.763753695832477,4.7259657532218355,8.2483662730214846E-2,0.44728468576752811,25.627524735314601,8.5444555219697085E-2,0.99634292689982418,8.5548866820532865E-2,4.9015890109432947,null,{"$f":"IF(Z404<0,0,epw!O404*SIN(RADIANS(SolarPosition!Z404)))+epw!P404","v":222.78971492024968},361.11111111111109,1.3,25.171025983240146,25.171025983240146,0.42532167335074489,1.3800974900031608,0.62111565183893547,2.1,0.41,583.33333333333337,113.88888888888889,null,null,null,null,null,null,null,null,null,null,null,null,16.666666666666927,7.879192024301708,{"$f":"(epw!G408+273.15)^4*(5.67/(10^8))-epw!M408","v":57.199592005158962}]
[43.462000000000003,0.75855499950177552,142.22399999999999,2.4822770753564147,17,0.54166666666666696,3.3152000000000008,17,13.48773888,0.23540545210525238,{"$f":"epw!A405-1968","v":37},13.027144414190934,0.2273665621604197,13.943227205363453,0.24335522308723981,-0.45548832536345252,-7.9497709819874446E-3,3.5649151451867887E-2,2.042545921414701,-2.4980342467781536,-0.36239586706541793,-20.763753695832477,19.725965753221942,0.34428305052936614,0.40606717618850796,23.265935394396706,0.3435357360004917,0.93913960521884077,0.35067918481490112,20.09243725298202,null,{"$f":"IF(Z405<0,0,epw!O405*SIN(RADIANS(SolarPosition!Z405)))+epw!P405","v":382.98952756807086},369.44444444444446,1.33,22.721705445981794,22.721705445981794,0.38625550111102119,1.2281232957024888,0.69971888942129701,2.81,0.24,780.55555555555554,66.666666666666671,null,null,null,null,null,null,null,null,null,null,null,null,16.708333333333595,7.8769059903968479,{"$f":"(epw!G409+273.15)^4*(5.67/(10^8))-epw!M409","v":59.029746622488062}]
[43.462000000000003,0.75855499950177552,142.22399999999999,2.4822770753564147,17,0.58333333333333404,3.3152000000000008,17,13.48773888,0.23540545210525238,{"$f":"epw!A406-1968","v":37},13.027144414190934,0.2273665621604197,13.943227205363453,0.24335522308723981,-0.45548832536345252,-7.9497709819874446E-3,3.5649151451867887E-2,2.042545921414701,-2.4980342467781536,-0.36239586706541793,-20.763753695832477,34.725965753222106,0.60608243832851838,0.31934262817083348,18.296984812804308,0.56101713159099531,0.82780419065224109,0.59561399951762595,34.126168391267015,null,{"$f":"IF(Z406<0,0,epw!O406*SIN(RADIANS(SolarPosition!Z406)))+epw!P406","v":323.02658151279684},277.77777777777777,1,17.702108855255407,17.702108855255407,0.3040681248235389,0.92516987612056523,0.66830658308709312,2.59,0.21,719.44444444444446,58.333333333333329,null,null,null,null,null,null,null,null,null,null,null,null,16.750000000000263,7.8746197914069551,{"$f":"(epw!G410+273.15)^4*(5.67/(10^8))-epw!M410","v":57.930053159379725}]
[43.462000000000003,0.75855499950177552,142.22399999999999,2.4822770753564147,17,0.625,3.3152000000000008,17,13.48773888,0.23540545210525238,{"$f":"epw!A407-1968","v":37},13.027144414190934,0.2273665621604197,13.943227205363453,0.24335522308723981,-0.45548832536345252,-7.9497709819874446E-3,3.5649151451867887E-2,2.042545921414701,-2.4980342467781536,-0.36239586706541793,-20.763753695832477,49.725965753221836,0.86788182612766307,0.19612711575841377,11.237255981030849,0.72735144133165952,0.68626516798738757,0.81445463434591081,46.664813152891391,null,{"$f":"IF(Z407<0,0,epw!O407*SIN(RADIANS(SolarPosition!Z407)))+epw!P407","v":220.64642546580242},138.88888888888889,0.5,10.623849185019646,10.623849185019646,0.18436047836122893,0.52435173307258309,0.5511233517423284,1.69,0.19,469.44444444444446,52.777777777777779,null,null,null,null,null,null,null,null,null,null,null,null,16.791666666666931,7.8723334285081803,{"$f":"(epw!G411+273.15)^4*(5.67/(10^8))-epw!M411","v":59.714955058265815}]
[43.462000000000003,0.75855499950177552,142.22399999999999,2.4822770753564147,17,0.66666666666666696,3.3152000000000008,17,13.48773888,0.23540545210525238,{"$f":"epw!A408-1968","v":37},13.027144414190934,0.2273665621604197,13.943227205363453,0.24335522308723981,-0.45548832536345252,-7.9497709819874446E-3,3.5649151451867887E-2,2.042545921414701,-2.4980342467781536,-0.36239586706541793,-20.763753695832477,64.725965753221956,1.1296812139268146,4.5918982964721647E-2,2.6309639234116751,0.8464357391924846,0.53249088200425754,1.009255686925286,57.826091310395626,null,{"$f":"IF(Z408<0,0,epw!O408*SIN(RADIANS(SolarPosition!Z408)))+epw!P408","v":90.938519258413521},19.444444444444443,7.0000000000000007E-2,2.0224132083058768,3,5.2335956242943828E-2,0.13746473821734803,0.27179690767137127,0.22,0.06,61.111111111111107,16.666666666666668,null,null,null,null,null,null,null,null,null,null,null,null,16.833333333333599,7.870046902876779,{"$f":"(epw!G412+273.15)^4*(5.67/(10^8))-epw!M412","v":57.803028165627609}]
[43.462000000000003,0.75855499950177552,142.22399999999999,2.4822770753564147,17,0.70833333333333404,3.3152000000000008,17,13.48773888,0.23540545210525238,{"$f":"epw!A409-1968","v":37},13.027144414190934,0.2273665621604197,13.943227205363453,0.24335522308723981,-0.45548832536345252,-7.9497709819874446E-3,3.5649151451867887E-2,2.042545921414701,-2.4980342467781536,-0.36239586706541793,-20.763753695832477,79.725965753222113,1.3914806017259669,-0.12312430019162265,-7.0545027564817717,0.92707568463180112,0.37487421218920514,1.1865352383755041,67.983461402465466,null,{"$f":"IF(Z409<0,0,epw!O409*SIN(RADIANS(SolarPosition!Z409)))+epw!P409","v":37},0,0,-7.6420092427883768,"-","-","-","-",0,0,0,0,null,null,null,null,null,null,null,null,null,null,null,null,16.875000000000266,7.8677602156890662,{"$f":"(epw!G413+273.15)^4*(5.67/(10^8))-epw!M413","v":62.335193855726885}]
[43.462000000000003,0.75855499950177552,142.22399999999999,2.4822770753564147,17,0.75,3.3152000000000008,17,13.48773888,0.23540545210525238,{"$f":"epw!A410-1968","v":37},13.027144414190934,0.2273665621604197,13.943227205363453,0.24335522308723981,-0.45548832536345252,-7.9497709819874446E-3,3.5649151451867887E-2,2.042545921414701,-2.4980342467781536,-0.36239586706541793,-20.763753695832477,94.725965753221843,1.6532799895251118,-0.30446098147525774,-17.444329264943008,0.97679521027027594,0.21417543555003535,1.354948728029735,77.632843572723047,null,{"$f":"IF(Z410<0,0,epw!O410*SIN(RADIANS(SolarPosition!Z410)))+epw!P410","v":13},0,0,-17.998531438162988,"-","-","-","-",0,0,0,0,null,null,null,null,null,null,null,null,null,null,null,null,16.916666666666934,7.8654733681214521,{"$f":"(epw!G414+273.15)^4*(5.67/(10^8))-epw!M414","v":62.295026536438797}]
[43.462000000000003,0.75855499950177552,142.22399999999999,2.4822770753564147,17,0.79166666666666696,3.3152000000000008,17,13.48773888,0.23540545210525238,{"$f":"epw!A411-1968","v":37},13.027144414190934,0.2273665621604197,13.943227205363453,0.24335522308723981,-0.45548832536345252,-7.9497709819874446E-3,3.5649151451867887E-2,2.042545921414701,-2.4980342467781536,-0.36239586706541793,-20.763753695832477,109.72596575322196,1.9150793773242629,-0.49261759587337151,-28.224909157425387,0.99895731976004654,4.5653842092688121E-2,1.5251266106283685,87.383318012097561,null,{"$f":"IF(Z411<0,0,epw!O411*SIN(RADIANS(SolarPosition!Z411)))+epw!P411","v":0},0,0,-28.733960363115767,"-","-","-","-",0,0,0,0,null,null,null,null,null,null,null,null,null,null,null,null,16.958333333333602,7.8631863613504365,{"$f":"(epw!G415+273.15)^4*(5.67/(10^8))-epw!M415","v":55.028482127235179}]
[43.462000000000003,0.75855499950177552,142.22399999999999,2.4822770753564147,17,0.83333333333333404,3.3152000000000008,17,13.48773888,0.23540545210525238,{"$f":"epw!A412-1968","v":37},13.027144414190934,0.2273665621604197,13.943227205363453,0.24335522308723981,-0.45548832536345252,-7.9497709819874446E-3,3.5649151451867887E-2,2.042545921414701,-2.4980342467781536,-0.36239586706541793,-20.763753695832477,124.72596575322211,2.1768787651234152,-0.68216868277458287,-39.085386438982297,0.99007654931542921,-0.14052909483680656,1.7117921191724639,98.07846383233742,null,{"$f":"IF(Z412<0,0,epw!O412*SIN(RADIANS(SolarPosition!Z412)))+epw!P412","v":0},0,0,-39.533604854085937,"-","-","-","-",0,0,0,0,null,null,null,null,null,null,null,null,null,null,null,null,17.00000000000027,7.8608991965525865,{"$f":"(epw!G416+273.15)^4*(5.67/(10^8))-epw!M416","v":51.154171594502628}]
[43.462000000000003,0.75855499950177552,142.22399999999999,2.4822770753564147,17,0.875,3.3152000000000008,17,13.48773888,0.23540545210525238,{"$f":"epw!A413-1968","v":37},13.027144414190934,0.2273665621604197,13.943227205363453,0.24335522308723981,-0.45548832536345252,-7.9497709819874446E-3,3.5649151451867887E-2,2.042545921414701,-2.4980342467781536,-0.36239586706541793,-20.763753695832477,139.72596575322183,2.4386781529225594,-0.86589361399366782,-49.612049589167214,0.93286294918608914,-0.36023147840774805,1.9393123459838237,111.11441258248759,null,{"$f":"IF(Z413<0,0,epw!O413*SIN(RADIANS(SolarPosition!Z413)))+epw!P413","v":0},0,0,-49.972698016476187,"-","-","-","-",0,0,0,0,null,null,null,null,null,null,null,null,null,null,null,null,17.041666666666938,7.8586118749045504,{"$f":"(epw!G417+273.15)^4*(5.67/(10^8))-epw!M417","v":49.016416097641155}]
[43.462000000000003,0.75855499950177552,142.22399999999999,2.4822770753564147,17,0.91666666666666696,3.3152000000000008,17,13.48773888,0.23540545210525238,{"$f":"epw!A414-1968","v":37},13.027144414190934,0.2273665621604197,13.943227205363453,0.24335522308723981,-0.45548832536345252,-7.9497709819874446E-3,3.5649151451867887E-2,2.042545921414701,-2.4980342467781536,-0.36239586706541793,-20.763753695832477,154.72596575322194,2.7004775407217108,-1.0305524030308015,-59.046303260729957,0.77616722304297525,-0.63052711430497221,2.2530284758435908,129.0890227886303,null,{"$f":"IF(Z414<0,0,epw!O414*SIN(RADIANS(SolarPosition!Z414)))+epw!P414","v":0},0,0,-59.267236804009386,"-","-","-","-",0,0,0,0,null,null,null,null,null,null,null,null,null,null,null,null,17.083333333333606,7.856324397583073,{"$f":"(epw!G418+273.15)^4*(5.67/(10^8))-epw!M418","v":45.541734977975892}]
[43.462000000000003,0.75855499950177552,142.22399999999999,2.4822770753564147,17,0.95833333333333404,3.3152000000000008,17,13.48773888,0.23540545210525238,{"$f":"epw!A415-1968","v":37},13.027144414190934,0.2273665621604197,13.943227205363453,0.24335522308723981,-0.45548832536345252,-7.9497709819874446E-3,3.5649151451867887E-2,2.042545921414701,-2.4980342467781536,-0.36239586706541793,-20.763753695832477,169.72596575322211,2.9622769285208634,-1.147324565369412,-65.736855327348835,0.40584259823872754,-0.91394298807684871,2.723692074061455,156.05606053695502,null,{"$f":"IF(Z415<0,0,epw!O415*SIN(RADIANS(SolarPosition!Z415)))+epw!P415","v":0},0,0,-65.727856316188735,"-","-","-","-",0,0,0,0,null,null,null,null,null,null,null,null,null,null,null,null,17.125000000000274,7.8540367657649668,{"$f":"(epw!G419+273.15)^4*(5.67/(10^8))-epw!M419","v":45.437096021806013}]
[43.462000000000003,0.75855499950177552,142.22399999999999,2.4822770753564147,17,0,3.3152000000000008,17,13.48773888,0.23540545210525238,{"$f":"epw!A416-1968","v":37},13.027144414190934,0.2273665621604197,13.943227205363453,0.24335522308723981,-0.45548832536345252,-7.9497709819874446E-3,3.5649151451867887E-2,2.042545921414701,-2.4980342467781536,-0.36239586706541793,-20.763753695832477,-175.27403424677817,-3.0591089908595785,-1.1686995933594289,-66.961554218150809,-0.19685496183316015,-0.98043262083718152,-2.9434435785431248,-168.6468942854049,null,{"$f":"IF(Z416<0,0,epw!O416*SIN(RADIANS(SolarPosition!Z416)))+epw!P416","v":0},0,0,-66.681782292240044,"-","-","-","-",0,0,0,0,null,null,null,null,null,null,null,null,null,null,null,null,17.166666666666941,7.851748980627125,{"$f":"(epw!G420+273.15)^4*(5.67/(10^8))-epw!M420","v":51.347625561471375}]
[43.462000000000003,0.75855499950177552,142.22399999999999,2.4822770753564147,18,4.1666666666666664E-2,3.3152000000000008,18,14.47333888,0.25260741721290847,{"$f":"epw!A417-1968","v":37},13.027191503968712,0.22736738403208595,14.961383802774618,0.26112540801296702,-0.48804492277461797,-8.5179908000585433E-3,3.6501400058040985E-2,2.0913761696443265,-2.5794210924189445,-0.35890983023233386,-20.564018498069608,-160.35542109241896,-2.7987300714846732,-1.0793365176287544,-61.841427134475204,-0.66699282024543871,-0.74506414337359916,-2.4114273307402208,-138.16460865391232,null,{"$f":"IF(Z417<0,0,epw!O417*SIN(RADIANS(SolarPosition!Z417)))+epw!P417","v":0},0,0,-61.426363754774769,"-","-","-","-",0,0,0,0,null,null,null,null,null,null,null,null,null,null,null,null,17.208333333333609,7.8494610433465253,{"$f":"(epw!G421+273.15)^4*(5.67/(10^8))-epw!M421","v":56.273250539974413}]
[43.462000000000003,0.75855499950177552,142.22399999999999,2.4822770753564147,18,8.3333333333333329E-2,3.3152000000000008,18,14.47333888,0.25260741721290847,{"$f":"epw!A418-1968","v":37},13.027191503968712,0.22736738403208595,14.961383802774618,0.26112540801296702,-0.48804492277461797,-8.5179908000585433E-3,3.6501400058040985E-2,2.0913761696443265,-2.5794210924189445,-0.35890983023233386,-20.564018498069608,-145.35542109241896,-2.5369306836855237,-0.92847202362336534,-53.197528349589703,-0.88849537343176921,-0.45888557548733211,-2.0475368356014427,-117.31521907753454,null,{"$f":"IF(Z418<0,0,epw!O418*SIN(RADIANS(SolarPosition!Z418)))+epw!P418","v":0},0,0,-52.762612267313109,"-","-","-","-",0,0,0,0,null,null,null,null,null,null,null,null,null,null,null,null,17.250000000000277,7.8471729551002145,{"$f":"(epw!G422+273.15)^4*(5.67/(10^8))-epw!M422","v":58.556083341645291}]
[43.462000000000003,0.75855499950177552,142.22399999999999,2.4822770753564147,18,0.125,3.3152000000000008,18,14.47333888,0.25260741721290847,{"$f":"epw!A419-1968","v":37},13.027191503968712,0.22736738403208595,14.961383802774618,0.26112540801296702,-0.48804492277461797,-8.5179908000585433E-3,3.6501400058040985E-2,2.0913761696443265,-2.5794210924189445,-0.35890983023233386,-20.564018498069608,-130.35542109241896,-2.2751312958863741,-0.75003624294479387,-42.973911202585555,-0.97515400669642038,-0.22152801904932343,-1.7941774706555116,-102.79879676601792,null,{"$f":"IF(Z419<0,0,epw!O419*SIN(RADIANS(SolarPosition!Z419)))+epw!P419","v":0},0,0,-42.567612884236453,"-","-","-","-",0,0,0,0,null,null,null,null,null,null,null,null,null,null,null,null,17.291666666666945,7.8448847170653213,{"$f":"(epw!G423+273.15)^4*(5.67/(10^8))-epw!M423","v":45.530773030592968}]
[43.462000000000003,0.75855499950177552,142.22399999999999,2.4822770753564147,18,0.16666666666666699,3.3152000000000008,18,14.47333888,0.25260741721290847,{"$f":"epw!A420-1968","v":37},13.027191503968712,0.22736738403208595,14.961383802774618,0.26112540801296702,-0.48804492277461797,-8.5179908000585433E-3,3.6501400058040985E-2,2.0913761696443265,-2.5794210924189445,-0.35890983023233386,-20.564018498069608,-115.35542109241882,-2.0133319080872223,-0.56171273044905556,-32.18376875350053,-0.99969653673490999,-2.4634009828422097E-2,-1.5954328287648489,-91.411567584844022,null,{"$f":"IF(Z420<0,0,epw!O420*SIN(RADIANS(SolarPosition!Z420)))+epw!P420","v":0},0,0,-31.825397748544813,"-","-","-","-",0,0,0,0,null,null,null,null,null,null,null,null,null,null,null,null,17.333333333333613,7.8425963304190605,{"$f":"(epw!G424+273.15)^4*(5.67/(10^8))-epw!M424","v":55.189832577377615}]
[43.462000000000003,0.75855499950177552,142.22399999999999,2.4822770753564147,18,0.20833333333333401,3.3152000000000008,18,14.47333888,0.25260741721290847,{"$f":"epw!A421-1968","v":37},13.027191503968712,0.22736738403208595,14.961383802774618,0.26112540801296702,-0.48804492277461797,-8.5179908000585433E-3,3.6501400058040985E-2,2.0913761696443265,-2.5794210924189445,-0.35890983023233386,-20.564018498069608,-100.35542109241872,-1.7515325202880714,-0.37231776073177514,-21.332236327692328,-0.98877398695186181,0.14941888343619567,-1.4208157944042519,-81.406748484890926,null,{"$f":"IF(Z421<0,0,epw!O421*SIN(RADIANS(SolarPosition!Z421)))+epw!P421","v":0},0,0,-21.033646075110688,"-","-","-","-",0,0,0,0,null,null,null,null,null,null,null,null,null,null,null,null,17.375000000000281,7.8403077963387071,{"$f":"(epw!G425+273.15)^4*(5.67/(10^8))-epw!M425","v":55.213898076677253}]
[43.462000000000003,0.75855499950177552,142.22399999999999,2.4822770753564147,18,0.25,3.3152000000000008,18,14.47333888,0.25260741721290847,{"$f":"epw!A422-1968","v":37},13.027191503968712,0.22736738403208595,14.961383802774618,0.26112540801296702,-0.48804492277461797,-8.5179908000585433E-3,3.6501400058040985E-2,2.0913761696443265,-2.5794210924189445,-0.35890983023233386,-20.564018498069608,-85.35542109241895,-1.4897331324889258,-0.18768941209175147,-10.753811172149039,-0.94988766657473644,0.31259146003882199,-1.2528763392818747,-71.78452649265202,null,{"$f":"IF(Z422<0,0,epw!O422*SIN(RADIANS(SolarPosition!Z422)))+epw!P422","v":0},0,0,-10.526366845690113,"-","-","-","-",0,0,0,0,null,null,null,null,null,null,null,null,null,null,null,null,17.416666666666949,7.8380191160016235,{"$f":"(epw!G426+273.15)^4*(5.67/(10^8))-epw!M426","v":64.273250539974413}]
[43.462000000000003,0.75855499950177552,142.22399999999999,2.4822770753564147,18,0.29166666666666702,3.3152000000000008,18,14.47333888,0.25260741721290847,{"$f":"epw!A423-1968","v":37},13.027191503968712,0.22736738403208595,14.961383802774618,0.26112540801296702,-0.48804492277461797,-8.5179908000585433E-3,3.6501400058040985E-2,2.0913761696443265,-2.5794210924189445,-0.35890983023233386,-20.564018498069608,-70.355421092418808,-1.227933744689774,-1.3153895009806533E-2,-0.75366266822010886,-0.88186149733622199,0.47150853599475423,-1.0797957026323997,-61.867736497199772,null,{"$f":"IF(Z423<0,0,epw!O423*SIN(RADIANS(SolarPosition!Z423)))+epw!P423","v":0},11.111111111111111,0.04,-0.61065536512297836,3,5.2335956242943828E-2,0.13746473821734803,0.155312518669355,0.04,0.04,11.111111111111111,11.111111111111111,null,null,null,null,null,null,null,null,null,null,null,null,17.458333333333616,7.8357302905852464,{"$f":"(epw!G427+273.15)^4*(5.67/(10^8))-epw!M427","v":55.39046929985517}]
[43.462000000000003,0.75855499950177552,142.22399999999999,2.4822770753564147,18,0.33333333333333398,3.3152000000000008,18,14.47333888,0.25260741721290847,{"$f":"epw!A424-1968","v":37},13.027191503968712,0.22736738403208595,14.961383802774618,0.26112540801296702,-0.48804492277461797,-8.5179908000585433E-3,3.6501400058040985E-2,2.0913761696443265,-2.5794210924189445,-0.35890983023233386,-20.564018498069608,-55.355421092418716,-0.96613435689062288,0.14522278358617607,8.3206525886296152,-0.77846686275531785,0.62768570446672844,-0.89221958026219972,-51.120416347957857,null,{"$f":"IF(Z424<0,0,epw!O424*SIN(RADIANS(SolarPosition!Z424)))+epw!P424","v":0},116.66666666666666,0.42,8.3633985161075319,8.3633985161075319,0.14545103540279847,0.40433902588682874,0.58678514157552619,2.0099999999999998,0.13,558.33333333333326,36.111111111111107,null,null,null,null,null,null,null,null,null,null,null,null,17.500000000000284,7.8334413212670757,{"$f":"(epw!G428+273.15)^4*(5.67/(10^8))-epw!M428","v":58.599765520533879}]
[43.462000000000003,0.75855499950177552,142.22399999999999,2.4822770753564147,18,0.375,3.3152000000000008,18,14.47333888,0.25260741721290847,{"$f":"epw!A425-1968","v":37},13.027191503968712,0.22736738403208595,14.961383802774618,0.26112540801296702,-0.48804492277461797,-8.5179908000585433E-3,3.6501400058040985E-2,2.0913761696443265,-2.5794210924189445,-0.35890983023233386,-20.564018498069608,-40.355421092418958,-0.70433496909147775,0.27989157373845813,16.036605896488322,-0.63081486688669686,0.77593337582212485,-0.68260294019282231,-39.110267556269669,null,{"$f":"IF(Z425<0,0,epw!O425*SIN(RADIANS(SolarPosition!Z425)))+epw!P425","v":1.6575086597493229},172.22222222222223,0.62,15.962002070096078,15.962002070096078,0.27499979707918754,0.82344314197141077,0.45814816463359842,0.92,0.37,255.55555555555554,102.77777777777777,null,null,null,null,null,null,null,null,null,null,null,null,17.541666666666952,7.8311522092247028,{"$f":"(epw!G429+273.15)^4*(5.67/(10^8))-epw!M429","v":55.667690013930155}]
[43.462000000000003,0.75855499950177552,142.22399999999999,2.4822770753564147,18,0.41666666666666702,3.3152000000000008,18,14.47333888,0.25260741721290847,{"$f":"epw!A426-1968","v":37},13.027191503968712,0.22736738403208595,14.961383802774618,0.26112540801296702,-0.48804492277461797,-8.5179908000585433E-3,3.6501400058040985E-2,2.0913761696443265,-2.5794210924189445,-0.35890983023233386,-20.564018498069608,-25.355421092418823,-0.4425355812923259,0.38169935344172323,21.869761995083053,-0.43203782119365308,0.90185548790160452,-0.44675114449901443,-25.596955072432714,null,{"$f":"IF(Z426<0,0,epw!O426*SIN(RADIANS(SolarPosition!Z426)))+epw!P426","v":84},208.33333333333331,0.75,21.663822012330236,21.663822012330236,0.36916000606880434,1.163236975634715,0.41285091732413531,0.64,0.51,177.77777777777777,141.66666666666666,null,null,null,null,null,null,null,null,null,null,null,null,17.58333333333362,7.8288629556357847,{"$f":"(epw!G430+273.15)^4*(5.67/(10^8))-epw!M430","v":51.335193855726885}]
[43.462000000000003,0.75855499950177552,142.22399999999999,2.4822770753564147,18,0.45833333333333398,3.3152000000000008,18,14.47333888,0.25260741721290847,{"$f":"epw!A427-1968","v":37},13.027191503968712,0.22736738403208595,14.961383802774618,0.26112540801296702,-0.48804492277461797,-8.5179908000585433E-3,3.6501400058040985E-2,2.0913761696443265,-2.5794210924189445,-0.35890983023233386,-20.564018498069608,-10.355421092418716,-0.1807361934931746,0.44105493431515413,25.270586269678077,-0.18611039090219308,0.98252884049183653,-0.18720187731614257,-10.725877487140792,null,{"$f":"IF(Z427<0,0,epw!O427*SIN(RADIANS(SolarPosition!Z427)))+epw!P427","v":175},405.55555555555554,1.46,24.930260122563791,24.930260122563791,0.42151479973610945,1.3650615921199925,0.70386061247306109,2.84,0.26,788.88888888888891,72.222222222222214,null,null,null,null,null,null,null,null,null,null,null,null,17.625000000000288,7.8265735616780434,{"$f":"(epw!G431+273.15)^4*(5.67/(10^8))-epw!M431","v":55.477308197021472}]
[43.462000000000003,0.75855499950177552,142.22399999999999,2.4822770753564147,18,0.5,3.3152000000000008,18,14.47333888,0.25260741721290847,{"$f":"epw!A428-1968","v":37},13.027191503968712,0.22736738403208595,14.961383802774618,0.26112540801296702,-0.48804492277461797,-8.5179908000585433E-3,3.6501400058040985E-2,2.0913761696443265,-2.5794210924189445,-0.35890983023233386,-20.564018498069608,4.6445789075810451,8.1063194305970657E-2,0.45085063507325845,25.831838580490558,8.4231453947424498E-2,0.99644621639399222,8.4331376122625201E-2,4.8318319323567485,null,{"$f":"IF(Z428<0,0,epw!O428*SIN(RADIANS(SolarPosition!Z428)))+epw!P428","v":404.49778060600636},216.66666666666666,0.78,25.372168430232815,25.372168430232815,0.42849628541306334,1.3926735989699639,0.36990838526847258,0.44,0.59,122.22222222222221,163.88888888888889,null,null,null,null,null,null,null,null,null,null,null,null,17.666666666666956,7.8242840285292852,{"$f":"(epw!G432+273.15)^4*(5.67/(10^8))-epw!M432","v":66.590447556833681}]
[43.462000000000003,0.75855499950177552,142.22399999999999,2.4822770753564147,18,0.54166666666666696,3.3152000000000008,18,14.47333888,0.25260741721290847,{"$f":"epw!A429-1968","v":37},13.027191503968712,0.22736738403208595,14.961383802774618,0.26112540801296702,-0.48804492277461797,-8.5179908000585433E-3,3.6501400058040985E-2,2.0913761696443265,-2.5794210924189445,-0.35890983023233386,-20.564018498069608,19.644578907581153,0.34286258210512194,0.40978128758057725,23.478738301803734,0.3431750178434293,0.93927147679899314,0.35029511749749509,20.070431816645744,null,{"$f":"IF(Z429<0,0,epw!O429*SIN(RADIANS(SolarPosition!Z429)))+epw!P429","v":308},183.33333333333334,0.66,22.931397160134114,22.931397160134114,0.38962868638823184,1.2410425602187194,0.34422281051930631,0.37,0.52,102.77777777777777,144.44444444444443,null,null,null,null,null,null,null,null,null,null,null,null,17.708333333333623,7.8219943573673838,{"$f":"(epw!G433+273.15)^4*(5.67/(10^8))-epw!M433","v":55.809190233092693}]
[43.462000000000003,0.75855499950177552,142.22399999999999,2.4822770753564147,18,0.58333333333333404,3.3152000000000008,18,14.47333888,0.25260741721290847,{"$f":"epw!A430-1968","v":37},13.027191503968712,0.22736738403208595,14.961383802774618,0.26112540801296702,-0.48804492277461797,-8.5179908000585433E-3,3.6501400058040985E-2,2.0913761696443265,-2.5794210924189445,-0.35890983023233386,-20.564018498069608,34.644578907581312,0.60466196990427423,0.32305960301274456,18.509951783802119,0.56129711197263932,0.82761437402402216,0.59595225883759351,34.145549222682121,null,{"$f":"IF(Z430<0,0,epw!O430*SIN(RADIANS(SolarPosition!Z430)))+epw!P430","v":361.00684166017942},122.22222222222221,0.44,17.912292207343494,17.912292207343494,0.30756076530341342,0.93758296906165994,0.29071562786450128,0.23,0.37,63.888888888888886,102.77777777777777,null,null,null,null,null,null,null,null,null,null,null,null,17.750000000000291,7.8197045493702761,{"$f":"(epw!G434+273.15)^4*(5.67/(10^8))-epw!M434","v":71.089054160697032}]
[43.462000000000003,0.75855499950177552,142.22399999999999,2.4822770753564147,18,0.625,3.3152000000000008,18,14.47333888,0.25260741721290847,{"$f":"epw!A431-1968","v":37},13.027191503968712,0.22736738403208595,14.961383802774618,0.26112540801296702,-0.48804492277461797,-8.5179908000585433E-3,3.6501400058040985E-2,2.0913761696443265,-2.5794210924189445,-0.35890983023233386,-20.564018498069608,49.644578907581042,0.86646135770341881,0.19975490575129978,11.445113036583013,0.72796056111934349,0.68561900604841053,0.81534263897368509,46.715692070250938,null,{"$f":"IF(Z431<0,0,epw!O431*SIN(RADIANS(SolarPosition!Z431)))+epw!P431","v":235.44854213702817},72.222222222222214,0.26,10.829399273629287,10.829399273629287,0.18788531535688591,0.53547194405667853,0.28120765891967603,0.22,0.22,61.111111111111107,61.111111111111107,null,null,null,null,null,null,null,null,null,null,null,null,17.791666666666959,7.8174146057159843,{"$f":"(epw!G435+273.15)^4*(5.67/(10^8))-epw!M435","v":49.624189614621883}]
[43.462000000000003,0.75855499950177552,142.22399999999999,2.4822770753564147,18,0.66666666666666696,3.3152000000000008,18,14.47333888,0.25260741721290847,{"$f":"epw!A432-1968","v":37},13.027191503968712,0.22736738403208595,14.961383802774618,0.26112540801296702,-0.48804492277461797,-8.5179908000585433E-3,3.6501400058040985E-2,2.0913761696443265,-2.5794210924189445,-0.35890983023233386,-20.564018498069608,64.644578907581163,1.1282607455025704,4.9420490602634086E-2,2.83158553299688,0.84712154354699698,0.53139918183843049,1.01054492588489,57.899959261564774,null,{"$f":"IF(Z432<0,0,epw!O432*SIN(RADIANS(SolarPosition!Z432)))+epw!P432","v":103.39465400650853},19.444444444444443,7.0000000000000007E-2,2.2212273600925712,3,5.2335956242943828E-2,0.13746473821734803,0.27179690767137127,0.22,0.06,61.111111111111107,16.666666666666668,null,null,null,null,null,null,null,null,null,null,null,null,17.833333333333627,7.8151245275825927,{"$f":"(epw!G436+273.15)^4*(5.67/(10^8))-epw!M436","v":61.816872537582583}]
[43.462000000000003,0.75855499950177552,142.22399999999999,2.4822770753564147,18,0.70833333333333404,3.3152000000000008,18,14.47333888,0.25260741721290847,{"$f":"epw!A433-1968","v":37},13.027191503968712,0.22736738403208595,14.961383802774618,0.26112540801296702,-0.48804492277461797,-8.5179908000585433E-3,3.6501400058040985E-2,2.0913761696443265,-2.5794210924189445,-0.35890983023233386,-20.564018498069608,79.64457890758132,1.3900601333017226,-0.11974676700253482,-6.8609843595816766,0.92767296331456517,0.37339372401685272,1.1881316680152421,68.074930083112037,null,{"$f":"IF(Z433<0,0,epw!O433*SIN(RADIANS(SolarPosition!Z433)))+epw!P433","v":53},0,0,-7.4498495455874796,"-","-","-","-",0,0,0,0,null,null,null,null,null,null,null,null,null,null,null,null,17.875000000000295,7.8128343161482485,{"$f":"(epw!G437+273.15)^4*(5.67/(10^8))-epw!M437","v":67.05398964196425}]
[43.462000000000003,0.75855499950177552,142.22399999999999,2.4822770753564147,18,0.75,3.3152000000000008,18,14.47333888,0.25260741721290847,{"$f":"epw!A434-1968","v":37},13.027191503968712,0.22736738403208595,14.961383802774618,0.26112540801296702,-0.48804492277461797,-8.5179908000585433E-3,3.6501400058040985E-2,2.0913761696443265,-2.5794210924189445,-0.35890983023233386,-20.564018498069608,94.64457890758105,1.6518595211008671,-0.30117945394842049,-17.256311587299233,0.97719179670511913,0.21235864110561015,1.3568083042852539,77.739389443847017,null,{"$f":"IF(Z434<0,0,epw!O434*SIN(RADIANS(SolarPosition!Z434)))+epw!P434","v":50},0,0,-17.811504011900404,"-","-","-","-",0,0,0,0,null,null,null,null,null,null,null,null,null,null,null,null,17.916666666666963,7.8105439725911765,{"$f":"(epw!G438+273.15)^4*(5.67/(10^8))-epw!M438","v":52.705099377864059}]
[43.462000000000003,0.75855499950177552,142.22399999999999,2.4822770753564147,18,0.79166666666666696,3.3152000000000008,18,14.47333888,0.25260741721290847,{"$f":"epw!A435-1968","v":37},13.027191503968712,0.22736738403208595,14.961383802774618,0.26112540801296702,-0.48804492277461797,-8.5179908000585433E-3,3.6501400058040985E-2,2.0913761696443265,-2.5794210924189445,-0.35890983023233386,-20.564018498069608,109.64457890758116,1.9136589089000187,-0.48938441288854462,-28.039661418001295,0.99905146727784389,4.3544985130174935E-2,1.527237568491097,87.504266988361863,null,{"$f":"IF(Z435<0,0,epw!O435*SIN(RADIANS(SolarPosition!Z435)))+epw!P435","v":0},0,0,-28.549427475773193,"-","-","-","-",0,0,0,0,null,null,null,null,null,null,null,null,null,null,null,null,17.958333333333631,7.808253498089667,{"$f":"(epw!G439+273.15)^4*(5.67/(10^8))-epw!M439","v":57.758083452420237}]
[43.462000000000003,0.75855499950177552,142.22399999999999,2.4822770753564147,18,0.83333333333333404,3.3152000000000008,18,14.47333888,0.25260741721290847,{"$f":"epw!A436-1968","v":37},13.027191503968712,0.22736738403208595,14.961383802774618,0.26112540801296702,-0.48804492277461797,-8.5179908000585433E-3,3.6501400058040985E-2,2.0913761696443265,-2.5794210924189445,-0.35890983023233386,-20.564018498069608,124.64457890758132,2.1754582966991709,-0.6789150592539086,-38.89896754312317,0.98974373462442145,-0.14285426060045417,1.7141409835754426,98.213043849276644,null,{"$f":"IF(Z436<0,0,epw!O436*SIN(RADIANS(SolarPosition!Z436)))+epw!P436","v":0},0,0,-39.347744599074531,"-","-","-","-",0,0,0,0,null,null,null,null,null,null,null,null,null,null,null,null,18.000000000000298,7.8059628938220742,{"$f":"(epw!G440+273.15)^4*(5.67/(10^8))-epw!M440","v":65.202288123650021}]
[43.462000000000003,0.75855499950177552,142.22399999999999,2.4822770753564147,18,0.875,3.3152000000000008,18,14.47333888,0.25260741721290847,{"$f":"epw!A437-1968","v":37},13.027191503968712,0.22736738403208595,14.961383802774618,0.26112540801296702,-0.48804492277461797,-8.5179908000585433E-3,3.6501400058040985E-2,2.0913761696443265,-2.5794210924189445,-0.35890983023233386,-20.564018498069608,139.64457890758104,2.4372576844983156,-0.86252508513872328,-49.419047102610847,0.93197027625366247,-0.36253469376002107,1.9417825016521497,111.25594207702299,null,{"$f":"IF(Z437<0,0,epw!O437*SIN(RADIANS(SolarPosition!Z437)))+epw!P437","v":0},0,0,-49.780317733671382,"-","-","-","-",0,0,0,0,null,null,null,null,null,null,null,null,null,null,null,null,18.041666666666966,7.8036721609668307,{"$f":"(epw!G441+273.15)^4*(5.67/(10^8))-epw!M441","v":65.028482127235179}]
[43.462000000000003,0.75855499950177552,142.22399999999999,2.4822770753564147,18,0.91666666666666696,3.3152000000000008,18,14.47333888,0.25260741721290847,{"$f":"epw!A438-1968","v":37},13.027191503968712,0.22736738403208595,14.961383802774618,0.26112540801296702,-0.48804492277461797,-8.5179908000585433E-3,3.6501400058040985E-2,2.0913761696443265,-2.5794210924189445,-0.35890983023233386,-20.564018498069608,154.64457890758115,2.6990570722974665,-1.0269682014854948,-58.840943639259613,0.77489993921676603,-0.63208392180299267,2.255035876958277,129.20403840029169,null,{"$f":"IF(Z438<0,0,epw!O438*SIN(RADIANS(SolarPosition!Z438)))+epw!P438","v":0},0,0,-59.063152502579591,"-","-","-","-",0,0,0,0,null,null,null,null,null,null,null,null,null,null,null,null,18.083333333333634,7.8013813007024204,{"$f":"(epw!G442+273.15)^4*(5.67/(10^8))-epw!M442","v":53.870175565594963}]
[43.462000000000003,0.75855499950177552,142.22399999999999,2.4822770753564147,18,0.95833333333333404,3.3152000000000008,18,14.47333888,0.25260741721290847,{"$f":"epw!A439-1968","v":37},13.027191503968712,0.22736738403208595,14.961383802774618,0.26112540801296702,-0.48804492277461797,-8.5179908000585433E-3,3.6501400058040985E-2,2.0913761696443265,-2.5794210924189445,-0.35890983023233386,-20.564018498069608,169.64457890758132,2.9608564600966192,-1.143597340947079,-65.523301098651075,0.40620459600038095,-0.91378215466716517,2.7232959556862637,156.03336462586898,null,{"$f":"IF(Z439<0,0,epw!O439*SIN(RADIANS(SolarPosition!Z439)))+epw!P439","v":0},0,0,-65.517689288866819,"-","-","-","-",0,0,0,0,null,null,null,null,null,null,null,null,null,null,null,null,18.125000000000302,7.7990903142073913,{"$f":"(epw!G443+273.15)^4*(5.67/(10^8))-epw!M443","v":51.371642292408865}]
[43.462000000000003,0.75855499950177552,142.22399999999999,2.4822770753564147,18,0,3.3152000000000008,18,14.47333888,0.25260741721290847,{"$f":"epw!A440-1968","v":37},13.027191503968712,0.22736738403208595,14.961383802774618,0.26112540801296702,-0.48804492277461797,-8.5179908000585433E-3,3.6501400058040985E-2,2.0913761696443265,-2.5794210924189445,-0.35890983023233386,-20.564018498069608,-175.35542109241896,-3.0605294592838224,-1.1654540770678323,-66.775599832301381,-0.19226064816090058,-0.98134389648519638,-2.9481273997964106,-168.91525747521183,null,{"$f":"IF(Z440<0,0,epw!O440*SIN(RADIANS(SolarPosition!Z440)))+epw!P440","v":0},0,0,-66.501533159301175,"-","-","-","-",0,0,0,0,null,null,null,null,null,null,null,null,null,null,null,null,18.16666666666697,7.7967992026603801,{"$f":"(epw!G444+273.15)^4*(5.67/(10^8))-epw!M444","v":55.893987991787498}]
[43.462000000000003,0.75855499950177552,142.22399999999999,2.4822770753564147,19,4.1666666666666664E-2,3.3152000000000008,19,15.45893888,0.26980938232056456,{"$f":"epw!A441-1968","v":37},13.027238593746489,0.2273682059037522,15.979387395526844,0.27889292250362485,-0.52044851552684435,-9.0835401830602642E-3,3.7304135159492074E-2,2.1373695030244799,-2.6578180185513243,-0.3553105771318501,-20.357796486012514,-160.43381801855134,-2.8000983559691255,-1.0769112007298778,-61.702466712187814,-0.66232928632221622,-0.749212864598508,-2.4176691704488866,-138.52223972561606,null,{"$f":"IF(Z441<0,0,epw!O441*SIN(RADIANS(SolarPosition!Z441)))+epw!P441","v":0},0,0,-61.292376138499435,"-","-","-","-",0,0,0,0,null,null,null,null,null,null,null,null,null,null,null,null,18.208333333333638,7.7945079672400643,{"$f":"(epw!G445+273.15)^4*(5.67/(10^8))-epw!M445","v":45.437096021806013}]
[43.462000000000003,0.75855499950177552,142.22399999999999,2.4822770753564147,19,8.3333333333333329E-2,3.3152000000000008,19,15.45893888,0.26980938232056456,{"$f":"epw!A442-1968","v":37},13.027238593746489,0.2273682059037522,15.979387395526844,0.27889292250362485,-0.52044851552684435,-9.0835401830602642E-3,3.7304135159492074E-2,2.1373695030244799,-2.6578180185513243,-0.3553105771318501,-20.357796486012514,-145.43381801855134,-2.5382989681699764,-0.92673876237461483,-53.09821979524272,-0.88587583078007948,-0.46392242071245432,-2.0532141501162799,-117.64050523820309,null,{"$f":"IF(Z442<0,0,epw!O442*SIN(RADIANS(SolarPosition!Z442)))+epw!P442","v":0},0,0,-52.666964245991416,"-","-","-","-",0,0,0,0,null,null,null,null,null,null,null,null,null,null,null,null,18.250000000000306,7.7922166091251857,{"$f":"(epw!G446+273.15)^4*(5.67/(10^8))-epw!M446","v":61.347625561471375}]
[43.462000000000003,0.75855499950177552,142.22399999999999,2.4822770753564147,19,0.125,3.3152000000000008,19,15.45893888,0.26980938232056456,{"$f":"epw!A443-1968","v":37},13.027238593746489,0.2273682059037522,15.979387395526844,0.27889292250362485,-0.52044851552684435,-9.0835401830602642E-3,3.7304135159492074E-2,2.1373695030244799,-2.6578180185513243,-0.3553105771318501,-20.357796486012514,-130.43381801855134,-2.2764995803708268,-0.74864421305417639,-42.894153764897119,-0.97406588668524197,-0.22626455399839623,-1.7990373898904215,-103.07724962695271,null,{"$f":"IF(Z443<0,0,epw!O443*SIN(RADIANS(SolarPosition!Z443)))+epw!P443","v":0},0,0,-42.490739080340774,"-","-","-","-",0,0,0,0,null,null,null,null,null,null,null,null,null,null,null,null,18.291666666666973,7.7899251294945691,{"$f":"(epw!G447+273.15)^4*(5.67/(10^8))-epw!M447","v":45.308555680041508}]
[43.462000000000003,0.75855499950177552,142.22399999999999,2.4822770753564147,19,0.16666666666666699,3.3152000000000008,19,15.45893888,0.26980938232056456,{"$f":"epw!A444-1968","v":37},13.027238593746489,0.2273682059037522,15.979387395526844,0.27889292250362485,-0.52044851552684435,-9.0835401830602642E-3,3.7304135159492074E-2,2.1373695030244799,-2.6578180185513243,-0.3553105771318501,-20.357796486012514,-115.43381801855121,-2.0147001925716754,-0.5604284104935211,-32.110182640503979,-0.99958281409566441,-2.8882481967318078E-2,-1.5996828258873641,-91.655074482906869,null,{"$f":"IF(Z444<0,0,epw!O444*SIN(RADIANS(SolarPosition!Z444)))+epw!P444","v":0},0,0,-31.754294356146779,"-","-","-","-",0,0,0,0,null,null,null,null,null,null,null,null,null,null,null,null,18.333333333333641,7.7876335295270813,{"$f":"(epw!G448+273.15)^4*(5.67/(10^8))-epw!M448","v":55.617934510971367}]
[43.462000000000003,0.75855499950177552,142.22399999999999,2.4822770753564147,19,0.20833333333333401,3.3152000000000008,19,15.45893888,0.26980938232056456,{"$f":"epw!A445-1968","v":37},13.027238593746489,0.2273682059037522,15.979387395526844,0.27889292250362485,-0.52044851552684435,-9.0835401830602642E-3,3.7304135159492074E-2,2.1373695030244799,-2.6578180185513243,-0.3553105771318501,-20.357796486012514,-100.43381801855111,-1.7529008047725241,-0.37098728063222008,-21.256005433261677,-0.9893410523515721,0.14561690194439661,-1.4246598345480708,-81.626995761410598,null,{"$f":"IF(Z445<0,0,epw!O445*SIN(RADIANS(SolarPosition!Z445)))+epw!P445","v":0},0,0,-20.959693691610116,"-","-","-","-",0,0,0,0,null,null,null,null,null,null,null,null,null,null,null,null,18.375000000000309,7.7853418104016514,{"$f":"(epw!G449+273.15)^4*(5.67/(10^8))-epw!M449","v":51.73892409131679}]
[43.462000000000003,0.75855499950177552,142.22399999999999,2.4822770753564147,19,0.25,3.3152000000000008,19,15.45893888,0.26980938232056456,{"$f":"epw!A446-1968","v":37},13.027238593746489,0.2273682059037522,15.979387395526844,0.27889292250362485,-0.52044851552684435,-9.0835401830602642E-3,3.7304135159492074E-2,2.1373695030244799,-2.6578180185513243,-0.3553105771318501,-20.357796486012514,-85.433818018551335,-1.4911014169733787,-0.18619795014403789,-10.668356697240689,-0.95100065011817791,0.30918887993393812,-1.2564563249559018,-71.989644562491065,null,{"$f":"IF(Z446<0,0,epw!O446*SIN(RADIANS(SolarPosition!Z446)))+epw!P446","v":0},0,0,-10.443096650441971,"-","-","-","-",0,0,0,0,null,null,null,null,null,null,null,null,null,null,null,null,18.416666666666977,7.7830499732972935,{"$f":"(epw!G450+273.15)^4*(5.67/(10^8))-epw!M450","v":53.727294588113239}]
[43.462000000000003,0.75855499950177552,142.22399999999999,2.4822770753564147,19,0.29166666666666702,3.3152000000000008,19,15.45893888,0.26980938232056456,{"$f":"epw!A447-1968","v":37},13.027238593746489,0.2273682059037522,15.979387395526844,0.27889292250362485,-0.52044851552684435,-9.0835401830602642E-3,3.7304135159492074E-2,2.1373695030244799,-2.6578180185513243,-0.3553105771318501,-20.357796486012514,-70.433818018551193,-1.2293020291742269,-1.1404248021721061E-2,-0.65341528016503525,-0.88345804559339891,0.46851027915755694,-1.0831925425600502,-62.062361088735678,null,{"$f":"IF(Z447<0,0,epw!O447*SIN(RADIANS(SolarPosition!Z447)))+epw!P447","v":0},8.3333333333333339,3.0000000000000002E-2,-0.51257514332353016,3,5.2335956242943828E-2,0.13746473821734803,0.11648438900201626,0.02,0.03,5.5555555555555554,8.3333333333333339,null,null,null,null,null,null,null,null,null,null,null,null,18.458333333333645,7.7807580193930539,{"$f":"(epw!G451+273.15)^4*(5.67/(10^8))-epw!M451","v":50.295026536438797}]
[43.462000000000003,0.75855499950177552,142.22399999999999,2.4822770753564147,19,0.33333333333333398,3.3152000000000008,19,15.45893888,0.26980938232056456,{"$f":"epw!A448-1968","v":37},13.027238593746489,0.2273682059037522,15.979387395526844,0.27889292250362485,-0.52044851552684435,-9.0835401830602642E-3,3.7304135159492074E-2,2.1373695030244799,-2.6578180185513243,-0.3553105771318501,-20.357796486012514,-55.433818018551094,-0.96750264137507558,0.14731755921173673,8.4406743910011173,-0.78049009338882935,0.62516814867833481,-0.89544937257938795,-51.305469816436513,null,{"$f":"IF(Z448<0,0,epw!O448*SIN(RADIANS(SolarPosition!Z448)))+epw!P448","v":0},91.666666666666671,0.33,8.4811941503237289,8.4811941503237289,0.14748478443534035,0.41048763368476004,0.454687858144114,0.97,0.19,269.44444444444446,52.777777777777779,null,null,null,null,null,null,null,null,null,null,null,null,18.500000000000313,7.7784659498680551,{"$f":"(epw!G452+273.15)^4*(5.67/(10^8))-epw!M452","v":67.428288295580529}]
[43.462000000000003,0.75855499950177552,142.22399999999999,2.4822770753564147,19,0.375,3.3152000000000008,19,15.45893888,0.26980938232056456,{"$f":"epw!A449-1968","v":37},13.027238593746489,0.2273682059037522,15.979387395526844,0.27889292250362485,-0.52044851552684435,-9.0835401830602642E-3,3.7304135159492074E-2,2.1373695030244799,-2.6578180185513243,-0.3553105771318501,-20.357796486012514,-40.433818018551335,-0.70570325357593044,0.28240229655308313,16.180459717293537,-0.63313803034062555,0.77403891022118088,-0.68560062180966996,-39.28202206123899,null,{"$f":"IF(Z449<0,0,epw!O449*SIN(RADIANS(SolarPosition!Z449)))+epw!P449","v":2.2293087126595656},230.55555555555557,0.83000000000000007,16.103476651533963,16.103476651533963,0.27737295192568506,0.831642212415027,0.60807985903470574,2.15,0.23,597.22222222222217,63.888888888888886,null,null,null,null,null,null,null,null,null,null,null,null,18.54166666666698,7.7761737659014756,{"$f":"(epw!G453+273.15)^4*(5.67/(10^8))-epw!M453","v":69.54461980328054}]
[43.462000000000003,0.75855499950177552,142.22399999999999,2.4822770753564147,19,0.41666666666666702,3.3152000000000008,19,15.45893888,0.26980938232056456,{"$f":"epw!A450-1968","v":37},13.027238593746489,0.2273682059037522,15.979387395526844,0.27889292250362485,-0.52044851552684435,-9.0835401830602642E-3,3.7304135159492074E-2,2.1373695030244799,-2.6578180185513243,-0.3553105771318501,-20.357796486012514,-25.433818018551204,-0.44390386577677871,0.38465961103631036,22.039372261524445,-0.43438517341455224,0.90072721792871868,-0.44935557522660785,-25.746177961158001,null,{"$f":"IF(Z450<0,0,epw!O450*SIN(RADIANS(SolarPosition!Z450)))+epw!P450","v":174.34891907364451},327.77777777777777,1.18,21.830795920415909,21.830795920415909,0.37186683392261255,1.1734452409550717,0.64482400409818119,2.42,0.28000000000000003,672.22222222222217,77.777777777777771,null,null,null,null,null,null,null,null,null,null,null,null,18.583333333333648,7.7738814686725464,{"$f":"(epw!G454+273.15)^4*(5.67/(10^8))-epw!M454","v":48.128625645815248}]
[43.462000000000003,0.75855499950177552,142.22399999999999,2.4822770753564147,19,0.45833333333333398,3.3152000000000008,19,15.45893888,0.26980938232056456,{"$f":"epw!A451-1968","v":37},13.027238593746489,0.2273682059037522,15.979387395526844,0.27889292250362485,-0.52044851552684435,-9.0835401830602642E-3,3.7304135159492074E-2,2.1373695030244799,-2.6578180185513243,-0.3553105771318501,-20.357796486012514,-10.433818018551095,-0.18210447797762738,0.44443038391561307,25.463985285743494,-0.18805651035430809,0.98215820971641821,-0.18918297533926642,-10.839386042667499,null,{"$f":"IF(Z451<0,0,epw!O451*SIN(RADIANS(SolarPosition!Z451)))+epw!P451","v":306.11591970993948},202.77777777777777,0.73,25.120716878349466,25.120716878349466,0.42452682852655549,1.3769540710781876,0.34943335164288558,0.37,0.56999999999999995,102.77777777777777,158.33333333333334,null,null,null,null,null,null,null,null,null,null,null,null,18.625000000000316,7.7715890593605685,{"$f":"(epw!G455+273.15)^4*(5.67/(10^8))-epw!M455","v":57.528869931922259}]
[43.462000000000003,0.75855499950177552,142.22399999999999,2.4822770753564147,19,0.5,3.3152000000000008,19,15.45893888,0.26980938232056456,{"$f":"epw!A452-1968","v":37},13.027238593746489,0.2273682059037522,15.979387395526844,0.27889292250362485,-0.52044851552684435,-9.0835401830602642E-3,3.7304135159492074E-2,2.1373695030244799,-2.6578180185513243,-0.3553105771318501,-20.357796486012514,4.5661819814486648,7.9694909821517834E-2,0.45452540086728549,26.042387151187345,8.3072357428126992E-2,0.99654351808204222,8.3168202656589418E-2,4.7651870019112952,null,{"$f":"IF(Z452<0,0,epw!O452*SIN(RADIANS(SolarPosition!Z452)))+epw!P452","v":225.71173306186671},366.66666666666669,1.32,25.579575710886544,25.579575710886544,0.43176424413001113,1.4056550679686399,0.62126071489660983,2.1,0.41,583.33333333333337,113.88888888888889,null,null,null,null,null,null,null,null,null,null,null,null,18.666666666666984,7.7692965391448956,{"$f":"(epw!G456+273.15)^4*(5.67/(10^8))-epw!M456","v":70.420817381738857}]
[43.462000000000003,0.75855499950177552,142.22399999999999,2.4822770753564147,19,0.54166666666666696,3.3152000000000008,19,15.45893888,0.26980938232056456,{"$f":"epw!A453-1968","v":37},13.027238593746489,0.2273682059037522,15.979387395526844,0.27889292250362485,-0.52044851552684435,-9.0835401830602642E-3,3.7304135159492074E-2,2.1373695030244799,-2.6578180185513243,-0.3553105771318501,-20.357796486012514,19.566181981448771,0.34149429762066913,0.41359179921975808,23.697064536514272,0.34288867949707091,0.93937604476202985,0.34999028293874468,20.052966082979616,null,{"$f":"IF(Z453<0,0,epw!O453*SIN(RADIANS(SolarPosition!Z453)))+epw!P453","v":387.65035887058252},491.66666666666663,1.77,23.146647586672891,23.146647586672891,0.39308586281999841,1.2543232964762381,0.91502398148224517,4.32,7.0000000000000007E-2,1200,19.444444444444443,null,null,null,null,null,null,null,null,null,null,null,null,18.708333333333652,7.7670039092049308,{"$f":"(epw!G457+273.15)^4*(5.67/(10^8))-epw!M457","v":70.191522880533967}]
[43.462000000000003,0.75855499950177552,142.22399999999999,2.4822770753564147,19,0.58333333333333404,3.3152000000000008,19,15.45893888,0.26980938232056456,{"$f":"epw!A454-1968","v":37},13.027238593746489,0.2273682059037522,15.979387395526844,0.27889292250362485,-0.52044851552684435,-9.0835401830602642E-3,3.7304135159492074E-2,2.1373695030244799,-2.6578180185513243,-0.3553105771318501,-20.357796486012514,34.566181981448935,0.60329368541982142,0.32685814182120926,18.727592025843798,0.56165623356592909,0.82737070004716429,0.59638624654331907,34.170414886580765,null,{"$f":"IF(Z454<0,0,epw!O454*SIN(RADIANS(SolarPosition!Z454)))+epw!P454","v":326.72824190824247},313.88888888888897,1.1300000000000003,18.127195167706418,18.127195167706418,0.31112755236374789,0.95030176378484044,0.73805139602841052,3.08,0.17,855.55555555555554,47.222222222222221,null,null,null,null,null,null,null,null,null,null,null,null,18.75000000000032,{"$f":"$BE$2+(1/2)*$BF$2*EXP(-1*BE$4*(PI()/(365*$BI$2))^0.5)*COS(2*PI()/365*($BD454-$BH$2-BE$4/2*(365/(PI()*$BI$2))^0.5))","v":7.7647111707201448},{"$f":"(epw!G458+273.15)^4*(5.67/(10^8))-epw!M458","v":66.528869931922259}]
[43.462000000000003,0.75855499950177552,142.22399999999999,2.4822770753564147,19,0.625,3.3152000000000008,19,15.45893888,0.26980938232056456,{"$f":"epw!A455-1968","v":37},13.027238593746489,0.2273682059037522,15.979387395526844,0.27889292250362485,-0.52044851552684435,-9.0835401830602642E-3,3.7304135159492074E-2,2.1373695030244799,-2.6578180185513243,-0.3553105771318501,-20.357796486012514,49.566181981448665,0.86509307321896611,0.20344984525696938,11.656817475814035,0.728640645966244,0.68489620311832267,0.81633509025993178,46.772555340325205,null,{"$f":"IF(Z455<0,0,epw!O455*SIN(RADIANS(SolarPosition!Z455)))+epw!P455","v":224.30412740653443},69.444444444444443,0.25,11.038854797314247,11.038854797314247,0.19147463617634058,0.54683800244726288,0.26532330023514178,0.19,0.21,52.777777777777779,58.333333333333329,null,null,null,null,null,null,null,null,null,null,null,null,{"$f":"BD454+1/24","v":18.791666666666988},7.7624183248700582,{"$f":"(epw!G459+273.15)^4*(5.67/(10^8))-epw!M459","v":59.703845163245603}]
[43.462000000000003,0.75855499950177552,142.22399999999999,2.4822770753564147,19,0.66666666666666696,3.3152000000000008,19,15.45893888,0.26980938232056456,{"$f":"epw!A456-1968","v":37},13.027238593746489,0.2273682059037522,15.979387395526844,0.27889292250362485,-0.52044851552684435,-9.0835401830602642E-3,3.7304135159492074E-2,2.1373695030244799,-2.6578180185513243,-0.3553105771318501,-20.357796486012514,64.566181981448779,1.1268924610181175,5.2976999479541036E-2,3.0353584814444603,0.84786361246471009,0.53021438556332323,1.0119429276053657,57.980058859900069,null,{"$f":"IF(Z456<0,0,epw!O456*SIN(RADIANS(SolarPosition!Z456)))+epw!P456","v":94.901606796418321},19.444444444444443,7.0000000000000007E-2,2.4232602871830924,3,5.2335956242943828E-2,0.13746473821734803,0.27179690767137127,0.22,0.06,61.111111111111107,16.666666666666668,null,null,null,null,null,null,null,null,null,null,null,null,18.833333333333655,7.7601253728342483,{"$f":"(epw!G460+273.15)^4*(5.67/(10^8))-epw!M460","v":53.55154431641148}]
[43.462000000000003,0.75855499950177552,142.22399999999999,2.4822770753564147,19,0.70833333333333404,3.3152000000000008,19,15.45893888,0.26980938232056456,{"$f":"epw!A457-1968","v":37},13.027238593746489,0.2273682059037522,15.979387395526844,0.27889292250362485,-0.52044851552684435,-9.0835401830602642E-3,3.7304135159492074E-2,2.1373695030244799,-2.6578180185513243,-0.3553105771318501,-20.357796486012514,79.566181981448935,1.3886918488172697,-0.11632332875545762,-6.6648357966004887,0.92830951078304058,0.37180835411506291,1.1898400564707674,68.172813531382502,null,{"$f":"IF(Z457<0,0,epw!O457*SIN(RADIANS(SolarPosition!Z457)))+epw!P457","v":37},0,0,-7.2549854808705136,"-",{"$f":"IF(AJ457=\"-\",\"-\", SIN(PI()*AJ457/180))","v":"-"},"-","-",0,0,0,0,null,null,null,null,null,null,null,null,null,null,null,null,18.875000000000323,7.7578323157923466,{"$f":"(epw!G461+273.15)^4*(5.67/(10^8))-epw!M461","v":56.863975774103892}]
[43.462000000000003,{"$f":"A458/180*PI()","v":0.75855499950177552},142.22399999999999,{"$f":"C458/180*PI()","v":2.4822770753564147},19,0.75,{"$f":"3.71+0.2596*K458-INT((K458+3)/4)","v":3.3152000000000008},19,15.45893888,{"$f":"I458/180*PI()","v":0.26980938232056456},{"$f":"epw!A458-1968","v":37},{"$f":"12.3901+0.0172*(K458+I458/360)","v":13.027238593746489},{"$f":"L458/180*PI()","v":0.2273682059037522},{"$f":"I458+1.914*SIN(J458)+0.02*SIN(2*J458)","v":15.979387395526844},{"$f":"N458/180*PI()","v":0.27889292250362485},{"$f":"I458-N458","v":-0.52044851552684435},{"$f":"P458/180*PI()","v":-9.0835401830602642E-3},{"$f":"ATAN((0.043*SIN(2*(O458+M458)))/(1-0.043*COS(2*(O458+M458))))","v":3.7304135159492074E-2},{"$f":"R458/PI()*180","v":2.1373695030244799},{"$f":"P458-S458","v":-2.6578180185513243},{"$f":"ASIN(COS(O458+M458)*SIN(-23.4393*PI()/180))","v":-0.3553105771318501},{"$f":"U458/PI()*180","v":-20.357796486012514},{"$f":"(F458*24-12)/12*180+(C458-135)+T458","v":94.566181981448665},{"$f":"W458/180*PI()","v":1.6504912366164144},{"$f":"ASIN(SIN(B458)*SIN(U458)+COS(B458)*COS(U458)*COS(X458))","v":-0.29785778067399821},{"$f":"Y458/PI()*180","v":-17.065993727753437},{"$f":"COS(U458)*SIN(X458)/COS(Y458)","v":0.97760950311258921},{"$f":"(SIN(Y458)*SIN(B458)-SIN(U458))/(COS(Y458)*COS(B458))","v":0.21042732575394388},{"$f":"IF(AA458>0,PI()/2-ATAN(AB458/AA458),-PI()/2-ATAN(AB458/AA458))","v":1.3587842746546732},{"$f":"AC458/PI()*180","v":77.852604206457642},null,{"$f":"IF(Z458<0,0,epw!O458*SIN(RADIANS(SolarPosition!Z458)))+epw!P458","v":13},0,{"$f":"AG458*3.6/1000","v":0},-17.622096854169012,{"$f":"IF(AH458<=0,\"-\",IF(AI458<3,3,AI458))","v":"-"},"-",{"$f":"IF(AK458=\"-\",\"-\", (0.5163+0.333*AK458+0.00803*AK458*AK458)*(4.921)*AK458)","v":"-"},{"$f":"IF(AK458=\"-\",\"-\", AH458/(4.921)/AK458)","v":"-"},0,0,{"$f":"AN458*1000/3.6","v":0},{"$f":"AO458*1000/3.6","v":0},null,null,null,null,null,null,null,null,null,null,null,null,18.916666666666991,7.7555391549240431,{"$f":"(epw!G462+273.15)^4*(5.67/(10^8))-epw!M462","v":53.007378605180435}]
[{"$f":"A458","v":43.462000000000003},0.75855499950177552,{"$f":"C458","v":142.22399999999999},2.4822770753564147,19,0.79166666666666696,3.3152000000000008,19,{"$f":"0.9856*(H459-G459)","v":15.45893888},0.26980938232056456,{"$f":"epw!A459-1968","v":37},13.027238593746489,0.2273682059037522,15.979387395526844,0.27889292250362485,-0.52044851552684435,-9.0835401830602642E-3,3.7304135159492074E-2,2.1373695030244799,-2.6578180185513243,-0.3553105771318501,-20.357796486012514,109.56618198144878,1.9122906244155657,-0.48611320947213144,-27.852235268312043,0.99914628450874698,4.1312251843324835E-2,1.5294723146323614,87.63230851053946,null,{"$f":"IF(Z459<0,0,epw!O459*SIN(RADIANS(SolarPosition!Z459)))+epw!P459","v":0},0,0,-28.362630919717439,"-","-","-","-",0,0,0,0,null,null,null,null,null,null,null,null,null,null,null,null,18.958333333333659,7.7532458914090698,{"$f":"(epw!G463+273.15)^4*(5.67/(10^8))-epw!M463","v":69.954386244265351}]
[43.462000000000003,0.75855499950177552,142.22399999999999,2.4822770753564147,19,0.83333333333333404,3.3152000000000008,19,15.45893888,0.26980938232056456,{"$f":"epw!A460-1968","v":37},13.027238593746489,0.2273682059037522,15.979387395526844,0.27889292250362485,-0.52044851552684435,-9.0835401830602642E-3,3.7304135159492074E-2,2.1373695030244799,-2.6578180185513243,-0.3553105771318501,-20.357796486012514,124.56618198144893,2.1740900122147182,-0.6756212084472546,-38.710243793556131,0.98938576065288675,-0.14531282330650733,1.7166254712729478,98.35539450859585,null,{"$f":"IF(Z460<0,0,epw!O460*SIN(RADIANS(SolarPosition!Z460)))+epw!P460","v":0},0,0,-39.159485921256646,"-","-","-","-",0,0,0,0,null,null,null,null,null,null,null,null,null,null,null,null,19.000000000000327,7.7509525264272199,{"$f":"(epw!G464+273.15)^4*(5.67/(10^8))-epw!M464","v":57.683357897940112}]
[43.462000000000003,0.75855499950177552,142.22399999999999,2.4822770753564147,19,0.875,3.3152000000000008,19,15.45893888,0.26980938232056456,{"$f":"epw!A461-1968","v":37},13.027238593746489,0.2273682059037522,15.979387395526844,0.27889292250362485,-0.52044851552684435,-9.0835401830602642E-3,3.7304135159492074E-2,2.1373695030244799,-2.6578180185513243,-0.3553105771318501,-20.357796486012514,139.56618198144866,2.4358894000138629,-0.85910830860850629,-49.223280227890058,0.93101605170633528,-0.36497823423479198,1.9444057512561232,111.40624320794004,null,{"$f":"IF(Z461<0,0,epw!O461*SIN(RADIANS(SolarPosition!Z461)))+epw!P461","v":0},0,0,-49.585065552570754,"-","-","-","-",0,0,0,0,null,null,null,null,null,null,null,null,null,null,null,null,19.041666666666995,7.7486590611583459,{"$f":"(epw!G465+273.15)^4*(5.67/(10^8))-epw!M465","v":66.178209598701329}]
[43.462000000000003,0.75855499950177552,142.22399999999999,2.4822770753564147,19,0.91666666666666696,3.3152000000000008,19,15.45893888,0.26980938232056456,{"$f":"epw!A462-1968","v":37},13.027238593746489,0.2273682059037522,15.979387395526844,0.27889292250362485,-0.52044851552684435,-9.0835401830602642E-3,3.7304135159492074E-2,2.1373695030244799,-2.6578180185513243,-0.3553105771318501,-20.357796486012514,154.56618198144878,2.6976887878130138,-1.0233193183680149,-58.631878036691475,0.77351815196484919,-0.63377414634938078,2.2572190390960545,129.32912437677911,null,{"$f":"IF(Z462<0,0,epw!O462*SIN(RADIANS(SolarPosition!Z462)))+epw!P462","v":0},0,0,-58.855231704015026,"-","-","-","-",0,0,0,0,null,null,null,null,null,null,null,null,null,null,null,null,19.083333333333663,7.7463654967823343,{"$f":"(epw!G466+273.15)^4*(5.67/(10^8))-epw!M466","v":49.05398964196425}]
[43.462000000000003,0.75855499950177552,142.22399999999999,2.4822770753564147,19,0.95833333333333404,3.3152000000000008,19,15.45893888,0.26980938232056456,{"$f":"epw!A463-1968","v":37},13.027238593746489,0.2273682059037522,15.979387395526844,0.27889292250362485,-0.52044851552684435,-9.0835401830602642E-3,3.7304135159492074E-2,2.1373695030244799,-2.6578180185513243,-0.3553105771318501,-20.357796486012514,169.56618198144895,2.9594881756121665,-1.1397775235155181,-65.304441681312127,0.4063888444701842,-0.91370022824238595,2.7230943138308872,156.02181139858271,null,{"$f":"IF(Z463<0,0,epw!O463*SIN(RADIANS(SolarPosition!Z463)))+epw!P463","v":0},0,0,-65.302062955624805,"-","-","-","-",0,0,0,0,null,null,null,null,null,null,null,null,null,null,null,null,19.12500000000033,7.7440718344791364,{"$f":"(epw!G467+273.15)^4*(5.67/(10^8))-epw!M467","v":60.933737515783861}]
[43.462000000000003,0.75855499950177552,142.22399999999999,2.4822770753564147,19,0,3.3152000000000008,19,15.45893888,0.26980938232056456,{"$f":"epw!A464-1968","v":37},13.027238593746489,0.2273682059037522,15.979387395526844,0.27889292250362485,-0.52044851552684435,-9.0835401830602642E-3,3.7304135159492074E-2,2.1373695030244799,-2.6578180185513243,-0.3553105771318501,-20.357796486012514,-175.43381801855134,-3.0618977437682751,-1.1620827652339483,-66.582437892797302,-0.18780196072155683,-0.98220691483472,-2.9526688455795993,-169.17546315147604,null,{"$f":"IF(Z464<0,0,epw!O464*SIN(RADIANS(SolarPosition!Z464)))+epw!P464","v":0},0,0,-66.313979693891213,"-","-","-","-",0,0,0,0,null,null,null,null,null,null,null,null,null,null,null,null,19.166666666666998,7.7417780754287504,{"$f":"(epw!G468+273.15)^4*(5.67/(10^8))-epw!M468","v":64.189102499019185}]
[43.462000000000003,0.75855499950177552,142.22399999999999,2.4822770753564147,20,4.1666666666666664E-2,3.3152000000000008,20,16.44453888,0.28701134742822071,{"$f":"epw!A465-1968","v":37},13.027285683524267,0.22736902777541848,16.997227866129538,0.29665758997569042,-0.55268898612953876,-9.6462425474697234E-3,3.8056489131117158E-2,2.1804762102985027,-2.7331651964280415,-0.35159974077247058,-20.145181224156374,-160.50916519642806,-2.8014134123051608,-1.0743505440079009,-61.555751889236731,-0.65765639980434409,-0.75331803363280014,-2.4238891709265067,-138.87861950155303,null,{"$f":"IF(Z465<0,0,epw!O465*SIN(RADIANS(SolarPosition!Z465)))+epw!P465","v":0},0,0,-61.150626546492923,"-","-","-","-",0,0,0,0,null,null,null,null,null,null,null,null,null,null,null,null,19.208333333333666,7.7394842208112191,{"$f":"(epw!G469+273.15)^4*(5.67/(10^8))-epw!M469","v":64.446224041246268}]
[43.462000000000003,0.75855499950177552,142.22399999999999,2.4822770753564147,20,8.3333333333333329E-2,3.3152000000000008,20,16.44453888,0.28701134742822071,{"$f":"epw!A466-1968","v":37},13.027285683524267,0.22736902777541848,16.997227866129538,0.29665758997569042,-0.55268898612953876,-9.6462425474697234E-3,3.8056489131117158E-2,2.1804762102985027,-2.7331651964280415,-0.35159974077247058,-20.145181224156374,-145.50916519642806,-2.5396140245060113,-0.92487724108273239,-52.991562481744111,-0.88320750158939443,-0.46898241879223934,-2.058934609055354,-117.96826339228991,null,{"$f":"IF(Z466<0,0,epw!O466*SIN(RADIANS(SolarPosition!Z466)))+epw!P466","v":0},0,0,-52.56397920266194,"-","-","-","-",0,0,0,0,null,null,null,null,null,null,null,null,null,null,null,null,19.250000000000334,7.7371902718066377,{"$f":"(epw!G470+273.15)^4*(5.67/(10^8))-epw!M470","v":67.07544265795886}]
[43.462000000000003,0.75855499950177552,142.22399999999999,2.4822770753564147,20,0.125,3.3152000000000008,20,16.44453888,0.28701134742822071,{"$f":"epw!A467-1968","v":37},13.027285683524267,0.22736902777541848,16.997227866129538,0.29665758997569042,-0.55268898612953876,-9.6462425474697234E-3,3.8056489131117158E-2,2.1804762102985027,-2.7331651964280415,-0.35159974077247058,-20.145181224156374,-130.50916519642806,-2.2778146367068617,-0.74713230340770453,-42.807527723149164,-0.9729410421055692,-0.23105351887934772,-1.8039566895113754,-103.35910473339366,null,{"$f":"IF(Z467<0,0,epw!O467*SIN(RADIANS(SolarPosition!Z467)))+epw!P467","v":0},0,0,-42.407000852988972,"-","-","-","-",0,0,0,0,null,null,null,null,null,null,null,null,null,null,null,null,19.291666666667002,7.7348962295951607,{"$f":"(epw!G471+273.15)^4*(5.67/(10^8))-epw!M471","v":56.705099377864059}]
[43.462000000000003,0.75855499950177552,142.22399999999999,2.4822770753564147,20,0.16666666666666699,3.3152000000000008,20,16.44453888,0.28701134742822071,{"$f":"epw!A468-1968","v":37},13.027285683524267,0.22736902777541848,16.997227866129538,0.29665758997569042,-0.55268898612953876,-9.6462425474697234E-3,3.8056489131117158E-2,2.1804762102985027,-2.7331651964280415,-0.35159974077247058,-20.145181224156374,-115.50916519642793,-2.0160152489077099,-0.55902956517746782,-32.030034707702477,-0.99944906561585634,-3.3189836389946846E-2,-1.6039922596690601,-91.901986850689156,null,{"$f":"IF(Z468<0,0,epw!O468*SIN(RADIANS(SolarPosition!Z468)))+epw!P468","v":0},0,0,-31.676622748843005,"-","-","-","-",0,0,0,0,null,null,null,null,null,null,null,null,null,null,null,null,19.33333333333367,7.7326020953569676,{"$f":"(epw!G472+273.15)^4*(5.67/(10^8))-epw!M472","v":69.705099377864059}]
[43.462000000000003,0.75855499950177552,142.22399999999999,2.4822770753564147,20,0.20833333333333401,3.3152000000000008,20,16.44453888,0.28701134742822071,{"$f":"epw!A469-1968","v":37},13.027285683524267,0.22736902777541848,16.997227866129538,0.29665758997569042,-0.55268898612953876,-9.6462425474697234E-3,3.8056489131117158E-2,2.1804762102985027,-2.7331651964280415,-0.35159974077247058,-20.145181224156374,-100.50916519642783,-1.754215861108559,-0.36954476462254826,-21.173355354027432,-0.98990129283232053,0.14175835230736999,-1.4285588464686481,-81.850392688730878,null,{"$f":"IF(Z469<0,0,epw!O469*SIN(RADIANS(SolarPosition!Z469)))+epw!P469","v":0},0,0,-20.879305908865884,"-","-","-","-",0,0,0,0,null,null,null,null,null,null,null,null,null,null,null,null,19.375000000000338,7.7303078702723109,{"$f":"(epw!G473+273.15)^4*(5.67/(10^8))-epw!M473","v":65.816872537582583}]
[43.462000000000003,0.75855499950177552,142.22399999999999,2.4822770753564147,20,0.25,3.3152000000000008,20,16.44453888,0.28701134742822071,{"$f":"epw!A470-1968","v":37},13.027285683524267,0.22736902777541848,16.997227866129538,0.29665758997569042,-0.55268898612953876,-9.6462425474697234E-3,3.8056489131117158E-2,2.1804762102985027,-2.7331651964280415,-0.35159974077247058,-20.145181224156374,-85.509165196428057,-1.4924164733094134,-0.18459478273764546,-10.576501971001468,-0.95211644034747422,0.30573564401301717,-1.2600853524585602,-72.197572522130287,null,{"$f":"IF(Z470<0,0,epw!O470*SIN(RADIANS(SolarPosition!Z470)))+epw!P470","v":0},0,0,-10.353401220151101,"-","-","-","-",0,0,0,0,null,null,null,null,null,null,null,null,null,null,null,null,19.416666666667005,7.7280135555214713,{"$f":"(epw!G474+273.15)^4*(5.67/(10^8))-epw!M474","v":66.25211391578398}]
[43.462000000000003,0.75855499950177552,142.22399999999999,2.4822770753564147,20,0.29166666666666702,3.3152000000000008,20,16.44453888,0.28701134742822071,{"$f":"epw!A471-1968","v":37},13.027285683524267,0.22736902777541848,16.997227866129538,0.29665758997569042,-0.55268898612953876,-9.6462425474697234E-3,3.8056489131117158E-2,2.1804762102985027,-2.7331651964280415,-0.35159974077247058,-20.145181224156374,-70.509165196427915,-1.2306170855102614,-9.54169547002757E-3,-0.54669887983167609,-0.88506388643277012,0.46546956606476497,-1.0866312447230719,-62.259384209679332,null,{"$f":"IF(Z471<0,0,epw!O471*SIN(RADIANS(SolarPosition!Z471)))+epw!P471","v":0},8.3333333333333339,3.0000000000000002E-2,-0.40799344441849861,3,5.2335956242943828E-2,0.13746473821734803,0.11648438900201626,0.02,0.03,5.5555555555555554,8.3333333333333339,null,null,null,null,null,null,null,null,null,null,null,null,19.458333333333673,7.7257191522847739,{"$f":"(epw!G475+273.15)^4*(5.67/(10^8))-epw!M475","v":68.733670244074659}]
[43.462000000000003,0.75855499950177552,142.22399999999999,2.4822770753564147,20,0.33333333333333398,3.3152000000000008,20,16.44453888,0.28701134742822071,{"$f":"epw!A472-1968","v":37},13.027285683524267,0.22736902777541848,16.997227866129538,0.29665758997569042,-0.55268898612953876,-9.6462425474697234E-3,3.8056489131117158E-2,2.1804762102985027,-2.7331651964280415,-0.35159974077247058,-20.145181224156374,-55.509165196427809,-0.96881769771111015,0.14952733899464876,8.5672854462153119,-0.78252537213521423,0.62261869708887196,-0.89871159152058522,-51.492381193614762,null,{"$f":"IF(Z472<0,0,epw!O472*SIN(RADIANS(SolarPosition!Z472)))+epw!P472","v":0},75,0.27,8.6056169161008071,8.6056169161008071,0.14963227415141941,0.41699498338593177,0.36667822689534163,0.51,0.19,141.66666666666666,52.777777777777779,null,null,null,null,null,null,null,null,null,null,null,null,19.500000000000341,7.7234246617426123,{"$f":"(epw!G476+273.15)^4*(5.67/(10^8))-epw!M476","v":72.503394605303754}]
[43.462000000000003,0.75855499950177552,142.22399999999999,2.4822770753564147,20,0.375,3.3152000000000008,20,16.44453888,0.28701134742822071,{"$f":"epw!A473-1968","v":37},13.027285683524267,0.22736902777541848,16.997227866129538,0.29665758997569042,-0.55268898612953876,-9.6462425474697234E-3,3.8056489131117158E-2,2.1804762102985027,-2.7331651964280415,-0.35159974077247058,-20.145181224156374,-40.50916519642805,-0.70701830991196501,0.28503013542605588,16.331023793955293,-0.63547012812998049,0.7721254537019655,-0.68861724290799797,-39.454861718563301,null,{"$f":"IF(Z473<0,0,epw!O473*SIN(RADIANS(SolarPosition!Z473)))+epw!P473","v":4.6554228227451508},158.33333333333337,0.57000000000000006,16.251701424521766,16.251701424521766,0.27985752302954114,0.84024639249735755,0.41388959130424757,0.68,0.38,188.88888888888889,105.55555555555556,null,null,null,null,null,null,null,null,null,null,null,null,19.541666666667009,7.7211300850754041,{"$f":"(epw!G477+273.15)^4*(5.67/(10^8))-epw!M477","v":49.528869931922259}]
[43.462000000000003,0.75855499950177552,142.22399999999999,2.4822770753564147,20,0.41666666666666702,3.3152000000000008,20,16.44453888,0.28701134742822071,{"$f":"epw!A474-1968","v":37},13.027285683524267,0.22736902777541848,16.997227866129538,0.29665758997569042,-0.55268898612953876,-9.6462425474697234E-3,3.8056489131117158E-2,2.1804762102985027,-2.7331651964280415,-0.35159974077247058,-20.145181224156374,-25.509165196427922,-0.44521892211281328,0.38773767621416888,22.215732405281923,-0.43672903937018848,0.89959310033525286,-0.45195940589783512,-25.89536646918604,null,{"$f":"IF(Z474<0,0,epw!O474*SIN(RADIANS(SolarPosition!Z474)))+epw!P474","v":173.12847508900472},263.88888888888891,0.95000000000000007,22.004557426353291,22.004557426353291,0.37468034237728054,1.1840819671724494,0.51523971560750614,1.24,0.49,344.44444444444446,136.11111111111111,null,null,null,null,null,null,null,null,null,null,null,null,19.583333333333677,7.7188354234636085,{"$f":"(epw!G478+273.15)^4*(5.67/(10^8))-epw!M478","v":54.242691537877704}]
[43.462000000000003,0.75855499950177552,142.22399999999999,2.4822770753564147,20,0.45833333333333398,3.3152000000000008,20,16.44453888,0.28701134742822071,{"$f":"epw!A475-1968","v":37},13.027285683524267,0.22736902777541848,16.997227866129538,0.29665758997569042,-0.55268898612953876,-9.6462425474697234E-3,3.8056489131117158E-2,2.1804762102985027,-2.7331651964280415,-0.35159974077247058,-20.145181224156374,-10.509165196427812,-0.18341953431366195,0.44792091249730026,25.663977841743954,-0.18997576240361597,0.98178878059344554,-0.19113745929205561,-10.951369724288368,null,{"$f":"IF(Z475<0,0,epw!O475*SIN(RADIANS(SolarPosition!Z475)))+epw!P475","v":301.28858471758684},216.66666666666666,0.78,25.317800059109608,25.317800059109608,0.42763871375820733,1.3892730036413703,0.37065018655047521,0.45,0.59,125,163.88888888888889,null,null,null,null,null,null,null,null,null,null,null,null,19.625000000000345,7.7165406780877497,{"$f":"(epw!G479+273.15)^4*(5.67/(10^8))-epw!M479","v":65.144612420739975}]
[43.462000000000003,0.75855499950177552,142.22399999999999,2.4822770753564147,20,0.5,3.3152000000000008,20,16.44453888,0.28701134742822071,{"$f":"epw!A476-1968","v":37},13.027285683524267,0.22736902777541848,16.997227866129538,0.29665758997569042,-0.55268898612953876,-9.6462425474697234E-3,3.8056489131117158E-2,2.1804762102985027,-2.7331651964280415,-0.35159974077247058,-20.145181224156374,4.4908348035719481,7.8379853485483292E-2,0.45830743382422123,26.259081677599148,8.1968410771248626E-2,0.99663492796291042,8.2060477910533391E-2,4.7017190491000838,null,{"$f":"IF(Z476<0,0,epw!O476*SIN(RADIANS(SolarPosition!Z476)))+epw!P476","v":389.16854766361087},325,1.17,25.793159741207184,25.793159741207184,0.43512361168055802,1.4190372675317484,0.54641151885035832,1.42,0.55000000000000004,394.44444444444446,152.77777777777777,null,null,null,null,null,null,null,null,null,null,null,null,19.666666666667012,7.714245850128373,{"$f":"(epw!G480+273.15)^4*(5.67/(10^8))-epw!M480","v":54.360504000049957}]
[43.462000000000003,0.75855499950177552,142.22399999999999,2.4822770753564147,20,0.54166666666666696,3.3152000000000008,20,16.44453888,0.28701134742822071,{"$f":"epw!A477-1968","v":37},13.027285683524267,0.22736902777541848,16.997227866129538,0.29665758997569042,-0.55268898612953876,-9.6462425474697234E-3,3.8056489131117158E-2,2.1804762102985027,-2.7331651964280415,-0.35159974077247058,-20.145181224156374,19.490834803572056,0.34017924128463461,0.41749695611276944,23.920813544820245,0.34267768812423671,0.93945303345182096,0.34976568414538578,20.040097520036419,null,{"$f":"IF(Z477<0,0,epw!O477*SIN(RADIANS(SolarPosition!Z477)))+epw!P477","v":381.78188876958063},380.55555555555554,1.37,23.367356804116088,23.367356804116088,0.39662495272030307,1.2679604317701372,0.70191927548152955,2.82,0.25,783.33333333333326,69.444444444444443,null,null,null,null,null,null,null,null,null,null,null,null,19.70833333333368,7.7119509407660765,{"$f":"(epw!G481+273.15)^4*(5.67/(10^8))-epw!M481","v":62.077025505359245}]
[43.462000000000003,0.75855499950177552,142.22399999999999,2.4822770753564147,20,0.58333333333333404,3.3152000000000008,20,16.44453888,0.28701134742822071,{"$f":"epw!A478-1968","v":37},13.027285683524267,0.22736902777541848,16.997227866129538,0.29665758997569042,-0.55268898612953876,-9.6462425474697234E-3,3.8056489131117158E-2,2.1804762102985027,-2.7331651964280415,-0.35159974077247058,-20.145181224156374,34.49083480357222,0.60197862908378696,0.33073634625700948,18.949796772104065,0.56209500401517731,0.82707267302285936,0.59691666111791652,34.200805403097426,null,{"$f":"IF(Z478<0,0,epw!O478*SIN(RADIANS(SolarPosition!Z478)))+epw!P478","v":320.82784330270891},144.44444444444443,0.52,18.346709551586844,18.346709551586844,0.31476635686354182,0.9633212985134737,0.33570798482634523,0.35,0.41,97.222222222222214,113.88888888888889,null,null,null,null,null,null,null,null,null,null,null,null,19.750000000000348,7.7096559511815057,{"$f":"(epw!G482+273.15)^4*(5.67/(10^8))-epw!M482","v":64.252557620135349}]
[43.462000000000003,0.75855499950177552,142.22399999999999,2.4822770753564147,20,0.625,3.3152000000000008,20,16.44453888,0.28701134742822071,{"$f":"epw!A479-1968","v":37},13.027285683524267,0.22736902777541848,16.997227866129538,0.29665758997569042,-0.55268898612953876,-9.6462425474697234E-3,3.8056489131117158E-2,2.1804762102985027,-2.7331651964280415,-0.35159974077247058,-20.145181224156374,49.49083480357195,0.86377801688293154,0.20720999104768506,11.872257959975926,0.72939166785003562,0.68409633449605844,0.81743227930635121,46.835419642013029,null,{"$f":"IF(Z479<0,0,epw!O479*SIN(RADIANS(SolarPosition!Z479)))+epw!P479","v":220.21182712253648},83.333333333333329,0.3,11.252104825213115,11.252104825213115,0.19512635214018673,0.55844557423602081,0.31242944988874299,0.31,0.24,86.111111111111114,66.666666666666671,null,null,null,null,null,null,null,null,null,null,null,null,19.791666666667016,7.7073608825553332,{"$f":"(epw!G483+273.15)^4*(5.67/(10^8))-epw!M483","v":54.630800368092594}]
[43.462000000000003,0.75855499950177552,142.22399999999999,2.4822770753564147,20,0.66666666666666696,3.3152000000000008,20,16.44453888,0.28701134742822071,{"$f":"epw!A480-1968","v":37},13.027285683524267,0.22736902777541848,16.997227866129538,0.29665758997569042,-0.55268898612953876,-9.6462425474697234E-3,3.8056489131117158E-2,2.1804762102985027,-2.7331651964280415,-0.35159974077247058,-20.145181224156374,64.490834803572056,1.1255774046820828,5.658661464849455E-2,3.2421741962918982,0.84866149142291014,0.52893636004328715,1.0134495664111833,58.066382904724044,null,{"$f":"IF(Z480<0,0,epw!O480*SIN(RADIANS(SolarPosition!Z480)))+epw!P480","v":91.458366054926074},33.333333333333336,0.12000000000000001,2.6284035202366969,3,5.2335956242943828E-2,0.13746473821734803,0.46593755600806502,1.1000000000000001,0.06,305.55555555555554,16.666666666666668,null,null,null,null,null,null,null,null,null,null,null,null,19.833333333333684,7.7050657360682822,{"$f":"(epw!G484+273.15)^4*(5.67/(10^8))-epw!M484","v":60.242691537877704}]
[43.462000000000003,0.75855499950177552,142.22399999999999,2.4822770753564147,20,0.70833333333333404,3.3152000000000008,20,16.44453888,0.28701134742822071,{"$f":"epw!A481-1968","v":37},13.027285683524267,0.22736902777541848,16.997227866129538,0.29665758997569042,-0.55268898612953876,-9.6462425474697234E-3,3.8056489131117158E-2,2.1804762102985027,-2.7331651964280415,-0.35159974077247058,-20.145181224156374,79.490834803572213,1.387376792481235,-0.11285576591199013,-6.4661590804734184,0.92898460128620064,0.37011837373078199,1.1916598866278707,68.277082118815159,null,{"$f":"IF(Z481<0,0,epw!O481*SIN(RADIANS(SolarPosition!Z481)))+epw!P481","v":33},0,0,-7.0575193353661891,"-","-","-","-",0,0,0,0,null,null,null,null,null,null,null,null,null,null,null,null,19.875000000000352,7.7027705129011137,{"$f":"(epw!G485+273.15)^4*(5.67/(10^8))-epw!M485","v":54.745558780087663}]
[43.462000000000003,0.75855499950177552,142.22399999999999,2.4822770753564147,20,0.75,3.3152000000000008,20,16.44453888,0.28701134742822071,{"$f":"epw!A482-1968","v":37},13.027285683524267,0.22736902777541848,16.997227866129538,0.29665758997569042,-0.55268898612953876,-9.6462425474697234E-3,3.8056489131117158E-2,2.1804762102985027,-2.7331651964280415,-0.35159974077247058,-20.145181224156374,94.490834803571943,1.6491761802803799,-0.29449758917534435,-16.87346893652483,0.97804746545738752,0.20838223367739431,1.3608757368731954,77.97243616459005,null,{"$f":"IF(Z482<0,0,epw!O482*SIN(RADIANS(SolarPosition!Z482)))+epw!P482","v":11},0,0,-17.430403892853302,"-","-","-","-",0,0,0,0,null,null,null,null,null,null,null,null,null,null,null,null,19.91666666666702,7.7004752142346273,{"$f":"(epw!G486+273.15)^4*(5.67/(10^8))-epw!M486","v":63.51034523152066}]
[43.462000000000003,0.75855499950177552,142.22399999999999,2.4822770753564147,20,0.79166666666666696,3.3152000000000008,20,16.44453888,0.28701134742822071,{"$f":"epw!A483-1968","v":37},13.027285683524267,0.22736902777541848,16.997227866129538,0.29665758997569042,-0.55268898612953876,-9.6462425474697234E-3,3.8056489131117158E-2,2.1804762102985027,-2.7331651964280415,-0.35159974077247058,-20.145181224156374,109.49083480357206,1.9109755680795311,-0.48280544520753044,-27.662714336326211,0.99924088974648506,3.8956953919070655E-2,1.5318295123406123,87.767365990700142,null,{"$f":"IF(Z483<0,0,epw!O483*SIN(RADIANS(SolarPosition!Z483)))+epw!P483","v":0},0,0,-28.173655425656374,"-","-","-","-",0,0,0,0,null,null,null,null,null,null,null,null,null,null,null,null,19.958333333333687,7.6981798412496634,{"$f":"(epw!G487+273.15)^4*(5.67/(10^8))-epw!M487","v":57.103389466596468}]
[43.462000000000003,0.75855499950177552,142.22399999999999,2.4822770753564147,20,0.83333333333333404,3.3152000000000008,20,16.44453888,0.28701134742822071,{"$f":"epw!A484-1968","v":37},13.027285683524267,0.22736902777541848,16.997227866129538,0.29665758997569042,-0.55268898612953876,-9.6462425474697234E-3,3.8056489131117158E-2,2.1804762102985027,-2.7331651964280415,-0.35159974077247058,-20.145181224156374,124.49083480357221,2.1727749558786833,-0.67228843409164452,-38.519289888910237,0.98900191266411841,-0.14790272731330975,1.7192436664449677,98.505406041894133,null,{"$f":"IF(Z484<0,0,epw!O484*SIN(RADIANS(SolarPosition!Z484)))+epw!P484","v":0},0,0,-38.968905109691981,"-","-","-","-",0,0,0,0,null,null,null,null,null,null,null,null,null,null,null,null,20.000000000000355,7.6958843951271012,{"$f":"(epw!G488+273.15)^4*(5.67/(10^8))-epw!M488","v":48.507973725211514}]
[43.462000000000003,0.75855499950177552,142.22399999999999,2.4822770753564147,20,0.875,3.3152000000000008,20,16.44453888,0.28701134742822071,{"$f":"epw!A485-1968","v":37},13.027285683524267,0.22736902777541848,16.997227866129538,0.29665758997569042,-0.55268898612953876,-9.6462425474697234E-3,3.8056489131117158E-2,2.1804762102985027,-2.7331651964280415,-0.35159974077247058,-20.145181224156374,139.49083480357194,2.434574343677828,-0.85564450024323313,-49.024818627517796,0.93000018331943823,-0.36755905515414983,1.9471793103646822,111.56515643909053,null,{"$f":"IF(Z485<0,0,epw!O485*SIN(RADIANS(SolarPosition!Z485)))+epw!P485","v":0},0,0,-49.387013375943837,"-","-","-","-",0,0,0,0,null,null,null,null,null,null,null,null,null,null,null,null,20.041666666667023,7.6935888770478496,{"$f":"(epw!G489+273.15)^4*(5.67/(10^8))-epw!M489","v":62.524038348234171}]
[43.462000000000003,0.75855499950177552,142.22399999999999,2.4822770753564147,20,0.91666666666666696,3.3152000000000008,20,16.44453888,0.28701134742822071,{"$f":"epw!A486-1968","v":37},13.027285683524267,0.22736902777541848,16.997227866129538,0.29665758997569042,-0.55268898612953876,-9.6462425474697234E-3,3.8056489131117158E-2,2.1804762102985027,-2.7331651964280415,-0.35159974077247058,-20.145181224156374,154.49083480357206,2.6963737314769793,-1.0196070921987879,-58.419183144596751,0.77202348139719801,-0.63559400891713125,2.2595740215661433,129.46405493314245,null,{"$f":"IF(Z486<0,0,epw!O486*SIN(RADIANS(SolarPosition!Z486)))+epw!P486","v":0},0,0,-58.643554159109009,"-","-","-","-",0,0,0,0,null,null,null,null,null,null,null,null,null,null,null,null,20.083333333333691,7.6912932881928615,{"$f":"(epw!G490+273.15)^4*(5.67/(10^8))-epw!M490","v":59.158414591552713}]
[43.462000000000003,0.75855499950177552,142.22399999999999,2.4822770753564147,20,0.95833333333333404,3.3152000000000008,20,16.44453888,0.28701134742822071,{"$f":"epw!A487-1968","v":37},13.027285683524267,0.22736902777541848,16.997227866129538,0.29665758997569042,-0.55268898612953876,-9.6462425474697234E-3,3.8056489131117158E-2,2.1804762102985027,-2.7331651964280415,-0.35159974077247058,-20.145181224156374,169.49083480357223,2.9581731192761316,-1.1358669667485797,-65.08038328302024,0.40639858497918591,-0.91369589586848643,2.7230836532971656,156.02120059499313,null,{"$f":"IF(Z487<0,0,epw!O487*SIN(RADIANS(SolarPosition!Z487)))+epw!P487","v":0},0,0,-65.081085785747263,"-","-","-","-",0,0,0,0,null,null,null,null,null,null,null,null,null,null,null,null,20.125000000000359,7.6889976297431328,{"$f":"(epw!G491+273.15)^4*(5.67/(10^8))-epw!M491","v":62.029746622488062}]
[43.462000000000003,0.75855499950177552,142.22399999999999,2.4822770753564147,20,0,3.3152000000000008,20,16.44453888,0.28701134742822071,{"$f":"epw!A488-1968","v":37},13.027285683524267,0.22736902777541848,16.997227866129538,0.29665758997569042,-0.55268898612953876,-9.6462425474697234E-3,3.8056489131117158E-2,2.1804762102985027,-2.7331651964280415,-0.35159974077247058,-20.145181224156374,-175.50916519642806,-3.06321280010431,-1.1585875941992336,-66.38217934383178,-0.18348288138664132,-0.98302290524588232,-2.9570643339209108,-169.42730608233217,null,{"$f":"IF(Z488<0,0,epw!O488*SIN(RADIANS(SolarPosition!Z488)))+epw!P488","v":0},0,0,-66.119228910870746,"-","-","-","-",0,0,0,0,null,null,null,null,null,null,null,null,null,null,null,null,20.166666666667027,7.6867019028796797,{"$f":"(epw!G492+273.15)^4*(5.67/(10^8))-epw!M492","v":46.391015769940225}]
[43.462000000000003,0.75855499950177552,142.22399999999999,2.4822770753564147,21,4.1666666666666664E-2,3.3152000000000008,21,17.430138880000001,0.30421331253587686,{"$f":"epw!A489-1968","v":37},13.027332773302044,0.22736984964708473,18.014895156155159,0.31441923487648554,-0.58475627615515791,-1.0205922340608712E-2,3.8757676549728323E-2,2.2206512900325954,-2.8054075661877533,-0.34777899033912402,-19.926268349752839,-160.58140756618775,-2.8026742795169106,-1.0716554066231017,-61.401331891879813,-0.65298031950805546,-0.75737487569575446,-2.430079794227423,-139.23331608925088,null,{"$f":"IF(Z489<0,0,epw!O489*SIN(RADIANS(SolarPosition!Z489)))+epw!P489","v":0},0,0,-61.001159405309309,"-","-","-","-",0,0,0,0,null,null,null,null,null,null,null,null,null,null,null,null,20.208333333333695,7.6844061087835644,{"$f":"(epw!G493+273.15)^4*(5.67/(10^8))-epw!M493","v":62.816872537582583}]
[43.462000000000003,0.75855499950177552,142.22399999999999,2.4822770753564147,21,8.3333333333333329E-2,3.3152000000000008,21,17.430138880000001,0.30421331253587686,{"$f":"epw!A490-1968","v":37},13.027332773302044,0.22736984964708473,18.014895156155159,0.31441923487648554,-0.58475627615515791,-1.0205922340608712E-2,3.8757676549728323E-2,2.2206512900325954,-2.8054075661877533,-0.34777899033912402,-19.926268349752839,-145.58140756618775,-2.540874891717761,-0.92288752060957724,-52.877559896221548,-0.8804927019958888,-0.47405970270840209,-2.0646921293870331,-118.29814500775588,null,{"$f":"IF(Z490<0,0,epw!O490*SIN(RADIANS(SolarPosition!Z490)))+epw!P490","v":0},0,0,-52.453657844788388,"-","-","-","-",0,0,0,0,null,null,null,null,null,null,null,null,null,null,null,null,20.250000000000362,7.6821102486358832,{"$f":"(epw!G494+273.15)^4*(5.67/(10^8))-epw!M494","v":52.933737515783861}]
[43.462000000000003,0.75855499950177552,142.22399999999999,2.4822770753564147,21,0.125,3.3152000000000008,21,17.430138880000001,0.30421331253587686,{"$f":"epw!A491-1968","v":37},13.027332773302044,0.22736984964708473,18.014895156155159,0.31441923487648554,-0.58475627615515791,-1.0205922340608712E-2,3.8757676549728323E-2,2.2206512900325954,-2.8054075661877533,-0.34777899033912402,-19.926268349752839,-130.58140756618775,-2.2790755039186115,-0.74550036589383606,-42.714024591175431,-0.97177966972760221,-0.23589038450965361,-1.8089310342871687,-103.64411369488958,null,{"$f":"IF(Z491<0,0,epw!O491*SIN(RADIANS(SolarPosition!Z491)))+epw!P491","v":0},0,0,-42.316387873793367,"-","-","-","-",0,0,0,0,null,null,null,null,null,null,null,null,null,null,null,null,20.29166666666703,7.6798143236177561,{"$f":"(epw!G495+273.15)^4*(5.67/(10^8))-epw!M495","v":56.596694705065858}]
[43.462000000000003,0.75855499950177552,142.22399999999999,2.4822770753564147,21,0.16666666666666699,3.3152000000000008,21,17.430138880000001,0.30421331253587686,{"$f":"epw!A492-1968","v":37},13.027332773302044,0.22736984964708473,18.014895156155159,0.31441923487648554,-0.58475627615515791,-1.0205922340608712E-2,3.8757676549728323E-2,2.2206512900325954,-2.8054075661877533,-0.34777899033912402,-19.926268349752839,-115.58140756618764,-2.0172761161194601,-0.55751610088488557,-31.943319591293761,-0.9992946474037302,-3.7552731861402074E-2,-1.6083578904537998,-92.152119069567135,null,{"$f":"IF(Z492<0,0,epw!O492*SIN(RADIANS(SolarPosition!Z492)))+epw!P492","v":0},0,0,-31.592376037574983,"-","-","-","-",0,0,0,0,null,null,null,null,null,null,null,null,null,null,null,null,20.333333333333698,7.677518334910352,{"$f":"(epw!G496+273.15)^4*(5.67/(10^8))-epw!M496","v":66.492220540707336}]
[43.462000000000003,0.75855499950177552,142.22399999999999,2.4822770753564147,21,0.20833333333333401,3.3152000000000008,21,17.430138880000001,0.30421331253587686,{"$f":"epw!A493-1968","v":37},13.027332773302044,0.22736984964708473,18.014895156155159,0.31441923487648554,-0.58475627615515791,-1.0205922340608712E-2,3.8757676549728323E-2,2.2206512900325954,-2.8054075661877533,-0.34777899033912402,-19.926268349752839,-100.58140756618754,-1.7554767283203088,-0.36799027960739161,-21.084289923342624,-0.99045370923127007,0.13784574665189583,-1.4325102597865149,-82.076791994956437,null,{"$f":"IF(Z493<0,0,epw!O493*SIN(RADIANS(SolarPosition!Z493)))+epw!P493","v":0},0,0,-20.792485146839837,"-","-","-","-",0,0,0,0,null,null,null,null,null,null,null,null,null,null,null,null,20.375000000000366,7.6752222836948665,{"$f":"(epw!G497+273.15)^4*(5.67/(10^8))-epw!M497","v":50.683357897940112}]
[43.462000000000003,0.75855499950177552,142.22399999999999,2.4822770753564147,21,0.25,3.3152000000000008,21,17.430138880000001,0.30421331253587686,{"$f":"epw!A494-1968","v":37},13.027332773302044,0.22736984964708473,18.014895156155159,0.31441923487648554,-0.58475627615515791,-1.0205922340608712E-2,3.8757676549728323E-2,2.2206512900325954,-2.8054075661877533,-0.34777899033912402,-19.926268349752839,-85.581407566187764,-1.4936773405211634,-0.18288018445891494,-10.478262726069815,-0.9532338708572794,0.30223366366182247,-1.2637612921397985,-72.408188351609908,null,{"$f":"IF(Z494<0,0,epw!O494*SIN(RADIANS(SolarPosition!Z494)))+epw!P494","v":0},0,0,-10.257294925428731,"-","-","-","-",0,0,0,0,null,null,null,null,null,null,null,null,null,null,null,null,20.416666666667034,7.6729261711525192,{"$f":"(epw!G498+273.15)^4*(5.67/(10^8))-epw!M498","v":54.029746622488062}]
[43.462000000000003,0.75855499950177552,142.22399999999999,2.4822770753564147,21,0.29166666666666702,3.3152000000000008,21,17.430138880000001,0.30421331253587686,{"$f":"epw!A495-1968","v":37},13.027332773302044,0.22736984964708473,18.014895156155159,0.31441923487648554,-0.58475627615515791,-1.0205922340608712E-2,3.8757676549728323E-2,2.2206512900325954,-2.8054075661877533,-0.34777899033912402,-19.926268349752839,-70.581407566187622,-1.2318779527220114,-7.5667415088923823E-3,-0.43354235312598582,-0.88667778369385386,0.46238783278083267,-1.0901100026345973,-62.458702355957477,null,{"$f":"IF(Z495<0,0,epw!O495*SIN(RADIANS(SolarPosition!Z495)))+epw!P495","v":0},5.5555555555555554,0.02,-0.29693783170858357,3,5.2335956242943828E-2,0.13746473821734803,7.7656259334677499E-2,0.01,0.02,2.7777777777777777,5.5555555555555554,null,null,null,null,null,null,null,null,null,null,null,null,20.458333333333702,7.6706299984645705,{"$f":"(epw!G499+273.15)^4*(5.67/(10^8))-epw!M499","v":67.703845163245603}]
[43.462000000000003,0.75855499950177552,142.22399999999999,2.4822770753564147,21,0.33333333333333398,3.3152000000000008,21,17.430138880000001,0.30421331253587686,{"$f":"epw!A496-1968","v":37},13.027332773302044,0.22736984964708473,18.014895156155159,0.31441923487648554,-0.58475627615515791,-1.0205922340608712E-2,3.8757676549728323E-2,2.2206512900325954,-2.8054075661877533,-0.34777899033912402,-19.926268349752839,-55.581407566187522,-0.97007856492286038,0.15185138357020417,8.7004433917949093,-0.78457147254265169,0.62003838951491963,-0.90200469398692551,-51.681062066440184,null,{"$f":"IF(Z496<0,0,epw!O496*SIN(RADIANS(SolarPosition!Z496)))+epw!P496","v":0},72.222222222222214,0.26,8.7366257238683538,8.7366257238683538,0.1518926736102536,0.42386097762442798,0.34784291053079663,0.43,0.19,119.44444444444444,52.777777777777779,null,null,null,null,null,null,null,null,null,null,null,null,20.500000000000369,7.6683337668123119,{"$f":"(epw!G500+273.15)^4*(5.67/(10^8))-epw!M500","v":59.966439889974538}]
[43.462000000000003,0.75855499950177552,142.22399999999999,2.4822770753564147,21,0.375,3.3152000000000008,21,17.430138880000001,0.30421331253587686,{"$f":"epw!A497-1968","v":37},13.027332773302044,0.22736984964708473,18.014895156155159,0.31441923487648554,-0.58475627615515791,-1.0205922340608712E-2,3.8757676549728323E-2,2.2206512900325954,-2.8054075661877533,-0.34777899033912402,-19.926268349752839,-40.581407566187764,-0.70827917712371513,0.28777412452805434,16.4882427885297,-0.63781001161537276,0.77019373477275055,-0.69165148083705907,-39.62871074593702,null,{"$f":"IF(Z497<0,0,epw!O497*SIN(RADIANS(SolarPosition!Z497)))+epw!P497","v":6.6763717389903467},238.88888888888889,0.86,16.406622239274682,16.406622239274682,0.28245233235006134,0.84925436775366636,0.61872821491243168,2.2400000000000002,0.23,622.22222222222217,63.888888888888886,null,null,null,null,null,null,null,null,null,null,null,null,20.541666666667037,7.6660374773770545,{"$f":"(epw!G501+273.15)^4*(5.67/(10^8))-epw!M501","v":63.549006053045275}]
[43.462000000000003,0.75855499950177552,142.22399999999999,2.4822770753564147,21,0.41666666666666702,3.3152000000000008,21,17.430138880000001,0.30421331253587686,{"$f":"epw!A498-1968","v":37},13.027332773302044,0.22736984964708473,18.014895156155159,0.31441923487648554,-0.58475627615515791,-1.0205922340608712E-2,3.8757676549728323E-2,2.2206512900325954,-2.8054075661877533,-0.34777899033912402,-19.926268349752839,-25.581407566187632,-0.44647978932456345,0.39093237363956396,22.398775084578372,-0.43906835492468932,0.89845366029847484,-0.45456146751915916,-26.044453618120876,null,{"$f":"IF(Z498<0,0,epw!O498*SIN(RADIANS(SolarPosition!Z498)))+epw!P498","v":203.76114124275921},338.88888888888886,1.22,22.185040224587098,22.185040224587098,0.37759903159870156,1.1951444982557091,0.65656177393439497,2.5,0.28000000000000003,694.44444444444446,77.777777777777771,null,null,null,null,null,null,null,null,null,null,null,null,20.583333333333705,7.6637411313401556,{"$f":"(epw!G502+273.15)^4*(5.67/(10^8))-epw!M502","v":60.675580273377705}]
[43.462000000000003,0.75855499950177552,142.22399999999999,2.4822770753564147,21,0.45833333333333398,3.3152000000000008,21,17.430138880000001,0.30421331253587686,{"$f":"epw!A499-1968","v":37},13.027332773302044,0.22736984964708473,18.014895156155159,0.31441923487648554,-0.58475627615515791,-1.0205922340608712E-2,3.8757676549728323E-2,2.2206512900325954,-2.8054075661877533,-0.34777899033912402,-19.926268349752839,-10.581407566187524,-0.1846804015254121,0.45152514376960667,25.870485082036179,-0.19186707741976025,0.98142092121698732,-0.19306421671312113,-11.061764792660933,null,{"$f":"IF(Z499<0,0,epw!O499*SIN(RADIANS(SolarPosition!Z499)))+epw!P499","v":352.18219064769994},408.33333333333331,1.47,25.521431634313942,25.521431634313942,0.43084868103973445,1.4020144935897871,0.69332873825470498,2.76,0.28000000000000003,766.66666666666663,77.777777777777771,null,null,null,null,null,null,null,null,null,null,null,null,20.625000000000373,7.6614447298829926,{"$f":"(epw!G503+273.15)^4*(5.67/(10^8))-epw!M503","v":66.804378352014226}]
[43.462000000000003,0.75855499950177552,142.22399999999999,2.4822770753564147,21,0.5,3.3152000000000008,21,17.430138880000001,0.30421331253587686,{"$f":"epw!A500-1968","v":37},13.027332773302044,0.22736984964708473,18.014895156155159,0.31441923487648554,-0.58475627615515791,-1.0205922340608712E-2,3.8757676549728323E-2,2.2206512900325954,-2.8054075661877533,-0.34777899033912402,-19.926268349752839,4.4185924338122362,7.7118986273733148E-2,0.46219514940889617,26.481831372548257,8.0920721994562225E-2,0.99672054095010942,8.100929692796166E-2,4.6414908152943086,null,{"$f":"IF(Z500<0,0,epw!O500*SIN(RADIANS(SolarPosition!Z500)))+epw!P500","v":403.00281569479171},430.55555555555554,1.55,26.012830391546132,26.012830391546132,0.43857240506295991,1.4328153867787428,0.71818615838560906,2.94,0.26,816.66666666666663,72.222222222222214,null,null,null,null,null,null,null,null,null,null,null,null,20.666666666667041,7.6591482741869639,{"$f":"(epw!G504+273.15)^4*(5.67/(10^8))-epw!M504","v":73.34555464185587}]
[43.462000000000003,0.75855499950177552,142.22399999999999,2.4822770753564147,21,0.91666666666666696,3.3152000000000008,21,17.430138880000001,0.30421331253587686,{"$f":"epw!A510-1968","v":37},13.027332773302044,0.22736984964708473,18.014895156155159,0.31441923487648554,-0.58475627615515791,-1.0205922340608712E-2,3.8757676549728323E-2,2.2206512900325954,-2.8054075661877533,-0.34777899033912402,-19.926268349752839,154.41859243381236,2.6951128642652296,-1.0158328226690652,-58.202933429798811,0.77041757580122083,-0.63753961359006595,2.2620967807107917,129.60859838485885,null,{"$f":"IF(Z510<0,0,epw!O510*SIN(RADIANS(SolarPosition!Z510)))+epw!P510","v":0},0,0,-58.428197418342371,"-","-","-","-",0,0,0,0,null,null,null,null,null,null,null,null,null,null,null,null,21.083333333333719,7.636180994017967,{"$f":"(epw!G514+273.15)^4*(5.67/(10^8))-epw!M514","v":60.339171790293335}]
[43.462000000000003,0.75855499950177552,142.22399999999999,2.4822770753564147,22,0.625,3.3152000000000008,22,18.415738879999999,0.32141527764353289,{"$f":"epw!A527-1968","v":37},13.027379863079823,0.22737067151875096,19.032379269829107,0.33217768274683218,-0.61664038982910796,-1.0762405103299287E-2,3.9406994205885289E-2,2.2578544512937162,-2.8744948411228242,-0.34385002920268853,-19.701155458764159,49.349505158877164,0.86131134925233388,0.21491809284458496,12.313899660995496,0.73110610142541077,0.68226378216825878,0.81994176806372954,46.979202756546329,null,{"$f":"IF(Z527<0,0,epw!O527*SIN(RADIANS(SolarPosition!Z527)))+epw!P527","v":228.17807838993573},113.8888888888889,0.41000000000000003,11.68954245473885,11.68954245473885,0.20260856560673518,0.58236745724469041,0.41121854279147596,0.7,0.27,194.44444444444443,75,null,null,null,null,null,null,null,null,null,null,null,null,21.791666666667073,7.5971277856421287,{"$f":"(epw!G531+273.15)^4*(5.67/(10^8))-epw!M531","v":50.964418288133572}]
[43.462000000000003,0.75855499950177552,142.22399999999999,2.4822770753564147,23,0.33333333333333398,3.3152000000000008,23,19.401338880000001,0.33861724275118904,{"$f":"epw!A544-1968","v":37},13.027426952857601,0.22737149339041726,20.049670277587591,0.3499327602831489,-0.64833139758759017,-1.1315517531959869E-2,4.0003820927546951E-2,2.2920501035455585,-2.9403815011331487,-0.33981459294415439,-19.469941992656089,-55.716381501132915,-0.97243430449203005,0.15683899268774809,8.986212344091145,-0.78869139206533923,0.61478930381232011,-0.9086775346718281,-52.063387675048283,null,{"$f":"IF(Z544<0,0,epw!O544*SIN(RADIANS(SolarPosition!Z544)))+epw!P544","v":0},47.222222222222221,0.17,9.0182189075403087,9.0182189075403087,0.15674852218848667,0.43866793551551936,0.22039010982169027,0.11,0.15,30.555555555555554,41.666666666666664,null,null,null,null,null,null,null,null,null,null,null,null,22.500000000000426,7.5580684648838519,{"$f":"(epw!G548+273.15)^4*(5.67/(10^8))-epw!M548","v":68.241448449083407}]
[43.462000000000003,0.75855499950177552,142.22399999999999,2.4822770753564147,23,0.75,3.3152000000000008,23,19.401338880000001,0.33861724275118904,{"$f":"epw!A554-1968","v":37},13.027426952857601,0.22737149339041726,20.049670277587591,0.3499327602831489,-0.64833139758759017,-1.1315517531959869E-2,4.0003820927546951E-2,2.2920501035455585,-2.9403815011331487,-0.33981459294415439,-19.469941992656089,94.283618498866844,1.6455595734994599,-0.2842018036691093,-16.283563880245598,0.97947358339517931,0.20157256616664557,1.3678331486935109,78.371066498228544,null,{"$f":"IF(Z554<0,0,epw!O554*SIN(RADIANS(SolarPosition!Z554)))+epw!P554","v":20},0,0,-16.842528380665044,"-","-","-","-",0,0,0,0,null,null,null,null,null,null,null,null,null,null,null,null,22.916666666667105,7.5350918789563082,{"$f":"(epw!G558+273.15)^4*(5.67/(10^8))-epw!M558","v":67.158414591552713}]
[43.462000000000003,0.75855499950177552,142.22399999999999,2.4822770753564147,24,0.79166666666666696,3.3152000000000008,24,20.386938879999999,0.35581920785884513,{"$f":"epw!A579-1968","v":37},13.027474042635378,0.22737231526208349,21.066758319601664,0.36768429539895692,-0.67981943960166547,-1.186508754011179E-2,4.0547617223784201E-2,2.3232073362347987,-3.0030267758364642,-0.33567444739844154,-19.232729126316855,109.22097322416364,1.906265594994222,-0.46923682665972682,-26.885289759714137,0.99959838178229743,2.8338580384561898E-2,1.5424539520373899,88.376101545016752,null,{"$f":"IF(Z579<0,0,epw!O579*SIN(RADIANS(SolarPosition!Z579)))+epw!P579","v":0},0,0,-27.39759402493803,"-","-","-","-",0,0,0,0,null,null,null,null,null,null,null,null,null,null,null,null,23.958333333333801,7.4776577092139069,{"$f":"(epw!G583+273.15)^4*(5.67/(10^8))-epw!M583","v":55.809190233092693}]
[43.462000000000003,0.75855499950177552,142.22399999999999,2.4822770753564147,25,0.5,3.3152000000000008,25,21.37253888,0.37302117296650122,{"$f":"epw!A596-1968","v":37},13.027521132413156,0.22737313713374974,22.083633609265771,0.3854321172857666,-0.71109472926577055,-1.2410944319265376E-2,4.1037924757254998E-2,2.3512998885661447,-3.0623946178319152,-0.33143138672258937,-18.9896196573726,4.1616053821680747,7.2633716087549816E-2,0.47876999036255474,27.431499805293488,7.7313380329198073E-2,0.99700684111096893,7.7390609878427608E-2,4.4341553199773589,null,{"$f":"IF(Z596<0,0,epw!O596*SIN(RADIANS(SolarPosition!Z596)))+epw!P596","v":403.14485561906776},488.88888888888886,1.76,26.950509334431164,26.950509334431164,0.45322070125571084,1.4917844391556705,0.78913183571657697,3.44,0.2,955.55555555555554,55.555555555555557,null,null,null,null,null,null,null,null,null,null,null,null,24.666666666667155,7.4386157399799311,{"$f":"(epw!G600+273.15)^4*(5.67/(10^8))-epw!M600","v":67.239209932107656}]
[43.462000000000003,0.75855499950177552,142.22399999999999,2.4822770753564147,25,0.83333333333333404,3.3152000000000008,25,21.37253888,0.37302117296650122,{"$f":"epw!A604-1968","v":37},13.027521132413156,0.22737313713374974,22.083633609265771,0.3854321172857666,-0.71109472926577055,-1.2410944319265376E-2,4.1037924757254998E-2,2.3512998885661447,-3.0623946178319152,-0.33143138672258937,-18.9896196573726,124.16160538216835,2.16702881848075,-0.65508368277871332,-37.533530251107123,0.98666811187493597,-0.16274531332468201,1.7342687532214267,99.366280101003042,null,{"$f":"IF(Z604<0,0,epw!O604*SIN(RADIANS(SolarPosition!Z604)))+epw!P604","v":0},0,0,-37.983688098568955,"-","-","-","-",0,0,0,0,null,null,null,null,null,null,null,null,null,null,null,null,25.000000000000497,7.4202487339143097,{"$f":"(epw!G608+273.15)^4*(5.67/(10^8))-epw!M608","v":63.903860933584042}]
[43.462000000000003,0.75855499950177552,142.22399999999999,2.4822770753564147,26,0.29166666666666702,3.3152000000000008,26,22.358138879999998,0.39022313807415737,{"$f":"epw!A615-1968","v":37},13.027568222190933,0.22737395900541599,23.100286436648968,0.403176056473313,-0.7421475566489697,-1.2952918399155655E-2,4.1474365654521589E-2,2.3763061099864231,-3.1184536666353928,-0.327087231492736,-18.740717897152319,-70.894453666635258,-1.2373416378853517,3.9715986780415446E-3,0.22755584217151759,-0.89482684870561124,0.44641338559185834,-1.1080431797732064,-63.486197719260275,null,{"$f":"IF(Z615<0,0,epw!O615*SIN(RADIANS(SolarPosition!Z615)))+epw!P615","v":0},11.111111111111111,0.04,0.35420864456387974,3,5.2335956242943828E-2,0.13746473821734803,0.155312518669355,0.04,0.04,11.111111111111111,11.111111111111111,null,null,null,null,null,null,null,null,null,null,null,null,25.458333333333844,7.3950015229485162,{"$f":"(epw!G619+273.15)^4*(5.67/(10^8))-epw!M619","v":66.252557620135349}]
[43.462000000000003,0.75855499950177552,142.22399999999999,2.4822770753564147,26,0,3.3152000000000008,26,22.358138879999998,0.39022313807415737,{"$f":"epw!A632-1968","v":37},13.027568222190933,0.22737395900541599,23.100286436648968,0.403176056473313,-0.7421475566489697,-1.2952918399155655E-2,4.1474365654521589E-2,2.3763061099864231,-3.1184536666353928,-0.327087231492736,-18.740717897152319,-175.8944536666354,-3.0699373524794002,-1.1351300522134502,-65.038161190295469,-0.16065380684296679,-0.98701081774561206,-2.9802396252755212,-170.75515246593733,null,{"$f":"IF(Z632<0,0,epw!O632*SIN(RADIANS(SolarPosition!Z632)))+epw!P632","v":0},0,0,-64.80596767860753,"-","-","-","-",0,0,0,0,null,null,null,null,null,null,null,null,null,null,null,null,26.166666666667197,7.3560033826013349,{"$f":"(epw!G636+273.15)^4*(5.67/(10^8))-epw!M636","v":46.374333535869766}]
[43.462000000000003,0.75855499950177552,142.22399999999999,2.4822770753564147,27,0.70833333333333404,3.3152000000000008,27,23.34373888,0.40742510318181352,{"$f":"epw!A649-1968","v":37},13.027615311968711,0.22737478087708224,24.116707171907294,0.42091594488911238,-0.77296829190729355,-1.3490841707298912E-2,4.1856641663587851E-2,2.3982089119150247,-3.1711772038223183,-0.32264382683398346,-18.48612956353703,79.052822796177935,1.3797320407889351,-8.7493354459758435E-2,-5.0129999459862775,0.9347174850449943,0.35539164755402025,1.2074632918892885,69.182550542229237,null,{"$f":"IF(Z649<0,0,epw!O649*SIN(RADIANS(SolarPosition!Z649)))+epw!P649","v":45},0,0,-5.610794882978742,"-",{"$f":"IF(AJ649=\"-\",\"-\", SIN(PI()*AJ649/180))","v":"-"},"-","-",0,0,0,0,null,null,null,null,null,null,null,null,null,null,null,null,26.875000000000551,7.31703497954084,{"$f":"(epw!G653+273.15)^4*(5.67/(10^8))-epw!M653","v":63.528869931922259}]
[43.462000000000003,0.75855499950177552,142.22399999999999,2.4822770753564147,28,0.58333333333333404,3.3152000000000008,28,24.329338880000002,0.42462706828946967,{"$f":"epw!A670-1968","v":37},13.02766240174649,0.22737560274874852,25.132886268655518,0.43865161591731089,-0.80354738865551667,-1.4024547627841296E-2,4.2184533168256697E-2,2.4169957112707436,-3.2205430999262603,-0.31810304058693611,-18.22596167591017,34.003456900073999,0.59347227996627572,0.36439670613962377,20.878393330269336,0.56851526153904908,0.82267271584584989,0.60469995320135317,34.646755190195933,null,{"$f":"IF(Z670<0,0,epw!O670*SIN(RADIANS(SolarPosition!Z670)))+epw!P670","v":345.92227263667456},363.88888888888886,1.31,20.255532592786516,20.255532592786516,0.34620764905824786,1.0776670978277281,0.76892020266990668,3.29,0.17,913.88888888888891,47.222222222222221,null,null,null,null,null,null,null,null,null,null,null,null,27.750000000000576,7.2689472222842193,{"$f":"(epw!G674+273.15)^4*(5.67/(10^8))-epw!M674","v":61.435840578234718}]
[43.462000000000003,0.75855499950177552,142.22399999999999,2.4822770753564147,29,0.16666666666666699,3.3152000000000008,29,25.31493888,0.4418290333971257,{"$f":"epw!A684-1968","v":37},13.027709491524266,0.22737642462041477,26.148814267296697,0.45638290445679597,-0.83387538729669686,-1.4553871059670256E-2,4.2457898069054673E-2,2.43265836635348,-3.2665337536501768,-0.31346676151436959,-17.960322452407279,-116.04253375365006,-2.025324286357848,-0.54129972777363256,-31.014189853009533,-0.99725396966303392,-7.4057545134311661E-2,-1.6449217345647433,-94.247073019898451,null,{"$f":"IF(Z684<0,0,epw!O684*SIN(RADIANS(SolarPosition!Z684)))+epw!P684","v":0},0,0,-30.682515772316627,"-","-","-","-",0,0,0,0,null,null,null,null,null,null,null,null,null,null,null,null,28.333333333333925,7.2369242268135308,{"$f":"(epw!G688+273.15)^4*(5.67/(10^8))-epw!M688","v":58.863975774103892}]
[43.462000000000003,0.75855499950177552,142.22399999999999,2.4822770753564147,29,0.875,3.3152000000000008,29,25.31493888,0.4418290333971257,{"$f":"epw!A701-1968","v":37},13.027709491524266,0.22737642462041477,26.148814267296697,0.45638290445679597,-0.83387538729669686,-1.4553871059670256E-2,4.2457898069054673E-2,2.43265836635348,-3.2665337536501768,-0.31346676151436959,-17.960322452407279,138.95746624634981,2.4252653062276899,-0.82253475001710408,-47.12776967882828,0.91806833431928137,-0.39642216577812628,1.9784127456122493,113.35470045847127,null,{"$f":"IF(Z701<0,0,epw!O701*SIN(RADIANS(SolarPosition!Z701)))+epw!P701","v":0},0,0,-47.489284516368663,"-","-","-","-",0,0,0,0,null,null,null,null,null,null,null,null,null,null,null,null,29.041666666667279,7.1980827264833049,{"$f":"(epw!G705+273.15)^4*(5.67/(10^8))-epw!M705","v":64.885566779871908}]
[43.462000000000003,0.75855499950177552,142.22399999999999,2.4822770753564147,30,0.66666666666666696,3.3152000000000008,30,26.300538880000001,0.45903099850478185,{"$f":"epw!A720-1968","v":37},13.027756581302045,0.22737724649208099,27.164481798308014,0.47410964697854507,-0.86394291830801251,-1.5078648473763216E-2,4.2676670540548585E-2,2.4451931056437277,-3.3091360239517402,-0.30873689755117645,-17.689321209645293,63.914863976048366,1.1155248173463581,9.5191753155599981E-2,5.4540857002670151,0.85956739134838656,0.51102240629010542,1.0344225136389471,59.268044264825505,null,{"$f":"IF(Z720<0,0,epw!O720*SIN(RADIANS(SolarPosition!Z720)))+epw!P720","v":127.53363878667086},41.666666666666664,0.15,4.8273019697497634,4.8273019697497634,8.415267189370948E-2,0.22543596420828801,0.3622179634115264,0.51,0.11,141.66666666666666,30.555555555555554,null,null,null,null,null,null,null,null,null,null,null,null,29.833333333333968,7.1547348814820326,{"$f":"(epw!G724+273.15)^4*(5.67/(10^8))-epw!M724","v":68.340921679905534}]
[43.462000000000003,0.75855499950177552,142.22399999999999,2.4822770753564147,31,0.33333333333333398,3.3152000000000008,31,27.286138879999999,0.47623296361243789,{"$f":"epw!A736-1968","v":37},13.027803671079823,0.2273780683637473,28.179879585481199,0.49183168158218177,-0.89374070548119988,-1.559871796974387E-2,4.2840859674890264E-2,2.454600450083412,-3.3483411555646119,-0.30391537410040986,-17.413068265093013,-56.12434115556438,-0.97955454367715744,0.18116940532429651,10.380242301977136,-0.80538173076433417,0.59275649954348486,-0.93631917929794461,-53.647137250925226,null,{"$f":"IF(Z736<0,0,epw!O736*SIN(RADIANS(SolarPosition!Z736)))+epw!P736","v":0},113.8888888888889,0.41000000000000003,10.397359816648359,10.397359816648359,0.18047382219143659,0.51213788250939296,0.46165365200441866,1,0.23,277.77777777777777,63.888888888888886,null,null,null,null,null,null,null,null,null,null,null,null,30.500000000000654,7.1182889079686014,{"$f":"(epw!G740+273.15)^4*(5.67/(10^8))-epw!M740","v":62.108477887416825}]
[43.462000000000003,0.75855499950177552,142.22399999999999,2.4822770753564147,32,4.1666666666666664E-2,3.3152000000000008,32,28.271738880000001,0.49343492872009403,{"$f":"epw!A753-1968","v":37},13.0278507608576,0.22737889023541352,29.19499844911623,0.50954884805171641,-0.92325956911622953,-1.6113919331622359E-2,4.2950548021375094E-2,2.4608851293987617,-3.3841446985149912,-0.29900413237793527,-17.131674842226658,-161.16014469851501,-2.8127751479795711,-1.0334904191227867,-59.214639182942229,-0.60293468742512524,-0.79779055064569848,-2.4944181169822501,-142.91963044405298,null,{"$f":"IF(Z753<0,0,epw!O753*SIN(RADIANS(SolarPosition!Z753)))+epw!P753","v":0},0,0,-58.866830334049283,"-","-","-","-",0,0,0,0,null,null,null,null,null,null,null,null,null,null,null,null,31.208333333334007,7.0796283364990567,{"$f":"(epw!G757+273.15)^4*(5.67/(10^8))-epw!M757","v":73.733670244074659}]
[43.462000000000003,0.75855499950177552,142.22399999999999,2.4822770753564147,32,0.75,3.3152000000000008,32,28.271738880000001,0.49343492872009403,{"$f":"epw!A770-1968","v":37},13.0278507608576,0.22737889023541352,29.19499844911623,0.50954884805171641,-0.92325956911622953,-1.6113919331622359E-2,4.2950548021375094E-2,2.4608851293987617,-3.3841446985149912,-0.29900413237793527,-17.131674842226658,93.839855301485002,1.6378144446059695,-0.25172673573137755,-14.422879548012949,0.98451318284762845,0.17531056100312972,1.3945751212232069,79.903268660034925,null,{"$f":"IF(Z770<0,0,epw!O770*SIN(RADIANS(SolarPosition!Z770)))+epw!P770","v":18},0,0,-14.983933150280659,"-","-","-","-",0,0,0,0,null,null,null,null,null,null,null,null,null,null,null,null,31.916666666667361,7.0410385929475536,{"$f":"(epw!G774+273.15)^4*(5.67/(10^8))-epw!M774","v":63.675580273377705}]
[43.462000000000003,0.75855499950177552,142.22399999999999,2.4822770753564147,33,0.45833333333333398,3.3152000000000008,33,29.257338879999999,0.51063689382775013,{"$f":"epw!A787-1968","v":37},13.027897850635378,0.22737971210707977,30.209829309166594,0.52726098791044096,-0.95249042916659477,-1.6624094082690909E-2,4.3005890031693195E-2,2.4640559930197585,-3.4165464221863533,-0.29400512780789362,-16.845252978596662,-11.192546422186124,-0.19534678674945918,0.50309124466744803,28.825005029428254,-0.21205178602703972,0.97725843053040118,-0.21367401597033764,-12.242619306711298,null,{"$f":"IF(Z787<0,0,epw!O787*SIN(RADIANS(SolarPosition!Z787)))+epw!P787","v":328.96084942354878},461.11111111111114,1.6600000000000001,28.444341530120145,28.444341530120145,0.47630483161050952,1.5861877105025917,0.70822252605211333,2.87,0.28999999999999998,797.22222222222217,80.555555555555557,null,null,null,null,null,null,null,null,null,null,null,null,32.625000000000661,7.0025254147240066,{"$f":"(epw!G791+273.15)^4*(5.67/(10^8))-epw!M791","v":50.804378352014226}]
[43.462000000000003,0.75855499950177552,142.22399999999999,2.4822770753564147,34,0.20833333333333401,3.3152000000000008,34,30.242938880000001,0.52783885893540627,{"$f":"epw!A805-1968","v":37},13.027944940413155,0.22738053397874602,31.224363188334944,0.54496794447495911,-0.98142430833494387,-1.7129085539552797E-2,4.3007110420392645E-2,2.4641259161416023,-3.4455502244765461,-0.28892032847087556,-16.553915436914608,-101.22155022447633,-1.7666493253899174,-0.33776764874634735,-19.352660729222954,-0.99653385774139425,8.3188162469516408E-2,-1.4875119168674165,-85.228154811917932,null,{"$f":"IF(Z805<0,0,epw!O805*SIN(RADIANS(SolarPosition!Z805)))+epw!P805","v":0},0,0,-19.087768842303642,"-","-","-","-",0,0,0,0,null,null,null,null,null,null,null,null,null,null,null,null,33.375000000000618,6.9618365723358293,{"$f":"(epw!G809+273.15)^4*(5.67/(10^8))-epw!M809","v":65.446224041246268}]
[43.462000000000003,0.75855499950177552,142.22399999999999,2.4822770753564147,34,0.91666666666666696,3.3152000000000008,34,30.242938880000001,0.52783885893540627,{"$f":"epw!A822-1968","v":37},13.027944940413155,0.22738053397874602,31.224363188334944,0.54496794447495911,-0.98142430833494387,-1.7129085539552797E-2,4.3007110420392645E-2,2.4641259161416023,-3.4455502244765461,-0.28892032847087556,-16.553915436914608,153.77844977552357,2.683940267195621,-0.96164861162740412,-55.098406820865485,0.74021843204560767,-0.67236647214145118,2.3081974827971719,132.24997404699837,null,{"$f":"IF(Z822<0,0,epw!O822*SIN(RADIANS(SolarPosition!Z822)))+epw!P822","v":0},0,0,-55.325362176894927,"-","-","-","-",0,0,0,0,null,null,null,null,null,null,null,null,null,null,null,null,34.083333333333911,6.9234990450485965,{"$f":"(epw!G826+273.15)^4*(5.67/(10^8))-epw!M826","v":60.714955058265815}]
[43.462000000000003,0.75855499950177552,142.22399999999999,2.4822770753564147,35,0.54166666666666696,3.3152000000000008,35,31.228538879999999,0.54504082404306231,{"$f":"epw!A837-1968","v":37},13.027992030190934,0.2273813558504123,32.238591215117459,0.56266956290831915,-1.0100523351174608,-1.7628738865256836E-2,4.2954502449867933E-2,2.4611117014617876,-3.4711640365792484,-0.28375171360641921,-16.257775619252676,18.752835963420846,0.32729873164809664,0.48616545875810652,27.855228931880987,0.34907801785147441,0.93709366525064375,0.35658704906406524,20.430932940395351,null,{"$f":"IF(Z837<0,0,epw!O837*SIN(RADIANS(SolarPosition!Z837)))+epw!P837","v":441.17582024853431},261.11111111111114,0.94000000000000017,27.260843914046195,27.260843914046195,0.45804216408111348,1.5113528423678853,0.41703166375115847,0.62,0.66,172.22222222222223,183.33333333333334,null,null,null,null,null,null,null,null,null,null,null,null,34.708333333333876,6.8897497259214404,{"$f":"(epw!G841+273.15)^4*(5.67/(10^8))-epw!M841","v":50.467040865513241}]
[43.462000000000003,0.75855499950177552,142.22399999999999,2.4822770753564147,36,0.375,3.3152000000000008,36,32.21413888,0.56224278915071846,{"$f":"epw!A857-1968","v":37},13.028039119968712,0.22738217772207855,33.252504626795826,0.58036569027223539,-1.0383657467958258,-1.8122901121516918E-2,4.2848426148938489E-2,2.455033977112171,-3.4933997239079968,-0.27850127217115833,-15.956947484431618,-41.269399723908009,-0.72028690550383356,0.34204995555484868,19.598018835930219,-0.67318311470753733,0.73947582385948118,-0.73850495495251423,-42.31321706827805,null,{"$f":"IF(Z857<0,0,epw!O857*SIN(RADIANS(SolarPosition!Z857)))+epw!P857","v":37.877318519399722},138.88888888888889,0.5,19.487627710476026,19.487627710476026,0.33360330009976435,1.0314291564505258,0.30456942342259302,0.26,0.41,72.222222222222214,113.88888888888889,null,null,null,null,null,null,null,null,null,null,null,null,35.541666666667162,6.8448712750697274,{"$f":"(epw!G861+273.15)^4*(5.67/(10^8))-epw!M861","v":55.537958200080652}]
[43.462000000000003,0.75855499950177552,142.22399999999999,2.4822770753564147,37,8.3333333333333329E-2,3.3152000000000008,37,33.199738879999998,0.57944475425837449,{"$f":"epw!A874-1968","v":37},13.028086209746489,0.22738299959374478,34.26609477237529,0.59805617557836566,-1.0663558923752916,-1.8611421319991134E-2,4.268930647379679E-2,2.4459170912890587,-3.5122729836643503,-0.27317100145368262,-15.651545468658089,-146.28827298366437,-2.5532120206212121,-0.87410006588555389,-50.082244647349427,-0.83285871028805603,-0.55348565356052015,-2.1573399407569793,-123.60647358037797,null,{"$f":"IF(Z874<0,0,epw!O874*SIN(RADIANS(SolarPosition!Z874)))+epw!P874","v":0},0,0,-49.716030181232675,"-","-","-","-",0,0,0,0,null,null,null,null,null,null,null,null,null,null,null,null,36.250000000000455,6.8068392891817622,{"$f":"(epw!G878+273.15)^4*(5.67/(10^8))-epw!M878","v":49.624189614621883}]
[43.462000000000003,0.75855499950177552,142.22399999999999,2.4822770753564147,37,0.125,3.3152000000000008,37,33.199738879999998,0.57944475425837449,{"$f":"epw!A875-1968","v":37},13.028086209746489,0.22738299959374478,34.26609477237529,0.59805617557836566,-1.0663558923752916,-1.8611421319991134E-2,4.268930647379679E-2,2.4459170912890587,-3.5122729836643503,-0.27317100145368262,-15.651545468658089,-131.28827298366437,-2.291412632822063,-0.70332566244285732,-40.297592081218518,-0.94865840417558356,-0.3163024378455459,-1.8926255932428069,-108.43945869125649,null,{"$f":"IF(Z875<0,0,epw!O875*SIN(RADIANS(SolarPosition!Z875)))+epw!P875","v":0},0,0,-39.944854426447193,"-","-","-","-",0,0,0,0,null,null,null,null,null,null,null,null,null,null,null,null,36.291666666667119,6.8046055271279178,{"$f":"(epw!G879+273.15)^4*(5.67/(10^8))-epw!M879","v":57.334447784870719}]
[43.462000000000003,0.75855499950177552,142.22399999999999,2.4822770753564147,38,0.33333333333333398,3.3152000000000008,38,34.185338879999996,0.59664671936603064,{"$f":"epw!A904-1968","v":37},13.028133299524267,0.22738382146541103,35.279353115467657,0.61574086983862986,-1.094014235467661,-1.909415047259921E-2,4.247763141978747E-2,2.4337890040661208,-3.5278032395337817,-0.26776290574691025,-15.341684409457212,-56.303803239533551,-0.98268674792491006,0.2078325979941546,11.907930710304159,-0.81998891483690739,0.57237940174729462,-0.96139165168547913,-55.083684100689254,null,{"$f":"IF(Z904<0,0,epw!O904*SIN(RADIANS(SolarPosition!Z904)))+epw!P904","v":0},77.777777777777771,0.28000000000000003,11.914749078878849,11.914749078878849,0.20645606633305591,0.59474103121041455,0.27559860689990856,0.21,0.24,58.333333333333329,66.666666666666671,null,null,null,null,null,null,null,null,null,null,null,null,37.500000000000384,6.7399992450621333,{"$f":"(epw!G908+273.15)^4*(5.67/(10^8))-epw!M908","v":50.590488421346492}]
[43.462000000000003,0.75855499950177552,142.22399999999999,2.4822770753564147,38,0.58333333333333404,3.3152000000000008,38,34.185338879999996,0.59664671936603064,{"$f":"epw!A910-1968","v":37},13.028133299524267,0.22738382146541103,35.279353115467657,0.61574086983862986,-1.094014235467661,-1.909415047259921E-2,4.247763141978747E-2,2.4337890040661208,-3.5278032395337817,-0.26776290574691025,-15.341684409457212,33.696196760466478,0.58810957886998705,0.41192211022598291,23.60139840407151,0.58385733145095453,0.8118562782358526,0.62347186784932163,35.722306672904331,null,{"$f":"IF(Z910<0,0,epw!O910*SIN(RADIANS(SolarPosition!Z910)))+epw!P910","v":310},300,1.08,22.958406694233993,22.958406694233993,0.39006279417725664,1.2427079730744239,0.56264681267936467,1.6,0.46,444.44444444444446,127.77777777777777,null,null,null,null,null,null,null,null,null,null,null,null,37.750000000000369,6.7266755864348964,{"$f":"(epw!G914+273.15)^4*(5.67/(10^8))-epw!M914","v":77.168816474946425}]
[43.462000000000003,0.75855499950177552,142.22399999999999,2.4822770753564147,39,0.29166666666666702,3.3152000000000008,39,35.170938879999994,0.61384868447368679,{"$f":"epw!A927-1968","v":37},13.028180389302046,0.22738464333707731,36.292271237117959,0.63341962611454405,-1.1213323571179643,-1.9570941640857348E-2,4.2213950092134231E-2,2.4186811768551841,-3.5400135339731484,-0.26227899507853164,-15.027479472932354,-71.31601353397302,-1.2446992455646662,4.6229933987849602E-2,2.6487801046721815,-0.91588223451268169,0.40144704819447485,-1.1577000767022865,-66.331328337012707,null,{"$f":"IF(Z927<0,0,epw!O927*SIN(RADIANS(SolarPosition!Z927)))+epw!P927","v":0},13.888888888888889,0.05,2.7548108842435237,3,5.2335956242943828E-2,0.13746473821734803,0.19414064833669376,0.08,0.05,22.222222222222221,13.888888888888889,null,null,null,null,null,null,null,null,null,null,null,null,38.458333333333663,6.6890094504652922,{"$f":"(epw!G931+273.15)^4*(5.67/(10^8))-epw!M931","v":68.550439102089172}]
[43.462000000000003,0.75855499950177552,142.22399999999999,2.4822770753564147,40,0.41666666666666702,3.3152000000000008,40,36.156538879999999,0.63105064958134294,{"$f":"epw!A954-1968","v":37},13.028227479079822,0.22738546520874356,37.30484083857354,0.6510922995655507,-1.1483019585735406,-2.0041649984207811E-2,4.1898870743362758E-2,2.4006284599588485,-3.5489304185323891,-0.25672128399984867,-14.709046084370719,-26.324930418532269,-0.45945671116179698,0.4718992415647203,27.037834897082984,-0.48155924758742136,0.8764135388405615,-0.50243296770137413,-28.787288537521547,null,{"$f":"IF(Z954<0,0,epw!O954*SIN(RADIANS(SolarPosition!Z954)))+epw!P954","v":267.19927605891309},277.77777777777777,1,26.784078118996703,26.784078118996703,0.45062948328306102,1.4813002237625992,0.45094858872976368,0.79,0.64,219.44444444444443,177.77777777777777,null,null,null,null,null,null,null,null,null,null,null,null,39.583333333333599,6.6294539584574466,{"$f":"(epw!G958+273.15)^4*(5.67/(10^8))-epw!M958","v":72.025918688251465}]
[43.462000000000003,0.75855499950177552,142.22399999999999,2.4822770753564147,40,0.75,3.3152000000000008,40,36.156538879999999,0.63105064958134294,{"$f":"epw!A962-1968","v":37},13.028227479079822,0.22738546520874356,37.30484083857354,0.6510922995655507,-1.1483019585735406,-2.0041649984207811E-2,4.1898870743362758E-2,2.4006284599588485,-3.5489304185323891,-0.25672128399984867,-14.709046084370719,93.675069581467596,1.6349383912313962,-0.22146392074776969,-12.68894797326695,0.98940292638046701,0.14519589963138818,1.4250853593367052,81.65137653587756,null,{"$f":"IF(Z962<0,0,epw!O962*SIN(RADIANS(SolarPosition!Z962)))+epw!P962","v":20},0,0,-13.247249895829572,"-","-","-","-",0,0,0,0,null,null,null,null,null,null,null,null,null,null,null,null,39.916666666666913,6.611873616887074,{"$f":"(epw!G966+273.15)^4*(5.67/(10^8))-epw!M966","v":74.103903773795764}]
[43.462000000000003,0.75855499950177552,142.22399999999999,2.4822770753564147,41,0.45833333333333398,3.3152000000000008,41,37.142138879999997,0.64825261468899908,{"$f":"epw!A979-1968","v":37},13.028274568857601,0.22738628708040981,38.317053743994478,0.66875874749632402,-1.1749148639944806,-2.0506132807325061E-2,4.1533058784781529E-2,2.3796689786367291,-3.5545838426312097,-0.25109179043311891,-14.386499862201054,-11.330583842630981,-0.19775599422718165,0.54504539874029834,31.228800990844171,-0.22255616488186644,0.97491987028323257,-0.22443561235989962,-12.859213360656423,null,{"$f":"IF(Z979<0,0,epw!O979*SIN(RADIANS(SolarPosition!Z979)))+epw!P979","v":384.81575023982606},486.11111111111109,1.75,30.830381139221014,30.830381139221014,0.51249825713162733,1.7378398536506048,0.69389265567799385,2.77,0.33,769.44444444444446,91.666666666666671,null,null,null,null,null,null,null,null,null,null,null,null,40.625000000000206,6.5746193263926589,{"$f":"(epw!G983+273.15)^4*(5.67/(10^8))-epw!M983","v":73.779717142910329}]
[43.462000000000003,0.75855499950177552,142.22399999999999,2.4822770753564147,42,0.16666666666666699,3.3152000000000008,42,38.127738879999995,0.66545457979665512,{"$f":"epw!A996-1968","v":37},13.028321658635377,0.22738710895207606,39.328901903104274,0.68641882940303345,-1.2011630231042787,-2.0964249606378382E-2,4.1117234778981562E-2,2.3558440180841678,-3.5570070411884465,-0.24539253457730925,-14.059956555297941,-116.33300704118832,-2.030394001614483,-0.50000954034922296,-28.648436378286721,-0.99066042395226583,-0.13635220722348784,-1.7075746168201742,-97.836818747464747,null,{"$f":"IF(Z996<0,0,epw!O996*SIN(RADIANS(SolarPosition!Z996)))+epw!P996","v":0},0,0,-28.344580470962018,"-","-","-","-",0,0,0,0,null,null,null,null,null,null,null,null,null,null,null,null,41.333333333333499,6.537510947074928,{"$f":"(epw!G1000+273.15)^4*(5.67/(10^8))-epw!M1000","v":58.830013318875388}]
[43.462000000000003,0.75855499950177552,142.22399999999999,2.4822770753564147,43,0.16666666666666699,3.3152000000000008,43,39.113338879999993,0.68265654490431116,{"$f":"epw!A1020-1968","v":37},13.028368748413156,0.22738793082374234,40.340377393779583,0.70407240701854279,-1.2270385137795898,-2.1415862114231653E-2,4.0652172419904639E-2,2.3291979076986626,-3.5562364214782525,-0.23962553787197513,-13.729531983616445,-116.33223642147813,-2.0303805517632592,-0.49612398401537461,-28.425810399296882,-0.98998733825835261,-0.14115619039964955,-1.7124255285748695,-98.114755517799182,null,{"$f":"IF(Z1020<0,0,epw!O1020*SIN(RADIANS(SolarPosition!Z1020)))+epw!P1020","v":0},0,0,-28.123829539726543,"-","-","-","-",0,0,0,0,null,null,null,null,null,null,null,null,null,null,null,null,42.333333333333442,6.4853817265287841,{"$f":"(epw!G1024+273.15)^4*(5.67/(10^8))-epw!M1024","v":62.947521954520994}]
[43.462000000000003,0.75855499950177552,142.22399999999999,2.4822770753564147,43,0.625,3.3152000000000008,43,39.113338879999993,0.68265654490431116,{"$f":"epw!A1031-1968","v":37},13.028368748413156,0.22738793082374234,40.340377393779583,0.70407240701854279,-1.2270385137795898,-2.1415862114231653E-2,4.0652172419904639E-2,2.3291979076986626,-3.5562364214782525,-0.23962553787197513,-13.729531983616445,48.667763578521736,0.84941271402738217,0.30721001024156586,17.60183701101252,0.76526638604660979,0.64371372393880255,0.87145505557983216,49.930696720062969,null,{"$f":"IF(Z1031<0,0,epw!O1031*SIN(RADIANS(SolarPosition!Z1031)))+epw!P1031","v":379.91714192925713},225,0.81,16.947920127266201,16.947920127266201,0.29150233626642147,0.8808480368892001,0.56466336779559101,1.71,0.31,475,86.111111111111114,null,null,null,null,null,null,null,null,null,null,null,null,{"$f":"BD1030+1/24","v":42.79166666666675},6.461594264514634,{"$f":"(epw!G1035+273.15)^4*(5.67/(10^8))-epw!M1035","v":53.502483843362995}]
[43.462000000000003,0.75855499950177552,142.22399999999999,2.4822770753564147,44,0.33333333333333398,3.3152000000000008,44,40.098938879999999,0.69985851001196742,{"$f":"epw!A1048-1968","v":37},13.028415838190934,0.22738875269540859,41.351472424578205,0.72171934435653218,-1.2525335445782062,-2.1860834344564869E-2,4.0138696506611241E-2,2.2997779049853255,-3.5523114495635317,-0.23379282201880344,-13.39534198213066,-56.328311449563301,-0.98311449688369945,0.23425441641262995,13.421789392743818,-0.83231976834253363,0.55429577233299476,-0.98327970156830835,-56.337776980747179,null,{"$f":"IF(Z1048<0,0,epw!O1048*SIN(RADIANS(SolarPosition!Z1048)))+epw!P1048","v":0},183.33333333333334,0.66,13.422099805497933,13.422099805497933,0.23212309988064422,0.6785468754631685,0.57779291055679272,1.9,0.22,527.77777777777771,61.111111111111107,null,null,null,null,null,null,null,null,null,null,null,null,43.500000000000043,6.4249663533262975,{"$f":"(epw!G1052+273.15)^4*(5.67/(10^8))-epw!M1052","v":76.139491795206027}]
[43.462000000000003,0.75855499950177552,142.22399999999999,2.4822770753564147,45,0.25,3.3152000000000008,45,41.084538879999997,0.71706047511962345,{"$f":"epw!A1070-1968","v":37},13.028462927968711,0.22738957456707481,42.362179337204175,0.73935950775452208,-1.2776404572041784,-2.229903263489862E-2,3.9577680916458399E-2,2.2676340794285261,-3.5452745366327045,-0.22789640806020098,-13.057502348040712,-86.321274536632714,-1.5065904551821834,-0.11026728726218323,-6.3178501784797607,-0.97807673320996724,0.20824481735044079,-1.3610162354436042,-77.98048613970208,null,{"$f":"IF(Z1070<0,0,epw!O1070*SIN(RADIANS(SolarPosition!Z1070)))+epw!P1070","v":0},0,0,-6.1366769042315843,"-","-","-","-",0,0,0,0,null,null,null,null,null,null,null,null,null,null,null,null,44.416666666666657,6.3778159399159238,{"$f":"(epw!G1074+273.15)^4*(5.67/(10^8))-epw!M1074","v":58.537958200080652}]
[43.462000000000003,0.75855499950177552,142.22399999999999,2.4822770753564147,45,0.79166666666666696,3.3152000000000008,45,41.084538879999997,0.71706047511962345,{"$f":"epw!A1083-1968","v":37},13.028462927968711,0.22738957456707481,42.362179337204175,0.73935950775452208,-1.2776404572041784,-2.229903263489862E-2,3.9577680916458399E-2,2.2676340794285261,-3.5452745366327045,-0.22789640806020098,-13.057502348040712,108.6787254633674,1.8968015862067611,-0.39180306826644623,-22.448662211943446,0.99849915396738942,-5.4767139111038469E-2,1.6255908813796871,93.139496718007706,null,{"$f":"IF(Z1083<0,0,epw!O1083*SIN(RADIANS(SolarPosition!Z1083)))+epw!P1083","v":1},0,0,-22.949485395521339,"-","-","-","-",0,0,0,0,null,null,null,null,null,null,null,null,null,null,null,null,44.958333333333293,6.3500914757185569,{"$f":"(epw!G1087+273.15)^4*(5.67/(10^8))-epw!M1087","v":52.028519659544145}]
[43.462000000000003,0.75855499950177552,142.22399999999999,2.4822770753564147,46,0.5,3.3152000000000008,46,42.070138879999995,0.73426244022727949,{"$f":"epw!A1100-1968","v":37},13.028510017746489,0.22739039643874112,43.37249060890916,0.75699276591578502,-1.3023517289091657,-2.2730325688505561E-2,3.897004658297494E-2,2.2328191966326791,-3.5351709255418449,-0.22193831551415705,-12.71612879120404,3.6888290744581447,6.4382212892589677E-2,0.58853834012165407,33.72076297060574,7.5454741324492799E-2,0.99714922755405733,7.552652461879461E-2,4.3273511019478397,null,{"$f":"IF(Z1100<0,0,epw!O1100*SIN(RADIANS(SolarPosition!Z1100)))+epw!P1100","v":462.87800365725701},622.22222222222217,2.2400000000000002,33.18639797108699,33.18639797108699,0.5473645600578313,1.8881416968053426,0.83160669753867456,3.74,0.19,1038.8888888888889,52.777777777777779,null,null,null,null,null,null,null,null,null,null,null,null,45.666666666666586,6.3139949798240984,{"$f":"(epw!G1104+273.15)^4*(5.67/(10^8))-epw!M1104","v":68.168816474946425}]
[43.462000000000003,0.75855499950177552,142.22399999999999,2.4822770753564147,47,0.20833333333333401,3.3152000000000008,47,43.05573888,0.75146440533493575,{"$f":"epw!A1117-1968","v":37},13.028557107524268,0.22739121831040734,44.382398854829226,0.77461898995013079,-1.3266599748292265,-2.3154584615195099E-2,3.8316759483302307E-2,2.1953886030110952,-3.5220485778403217,-0.21592056156447778,-12.371336887739238,-101.29804857784011,-1.7679844735284693,-0.29033389106271568,-16.634906607504618,-0.99968955546417426,2.4915711826910904E-2,-1.5458780363322424,-88.57228712380882,null,{"$f":"IF(Z1117<0,0,epw!O1117*SIN(RADIANS(SolarPosition!Z1117)))+epw!P1117","v":0},0,0,-16.390520556441981,"-","-","-","-",0,0,0,0,null,null,null,null,null,null,null,null,null,null,null,null,46.374999999999879,6.278083143969873,{"$f":"(epw!G1121+273.15)^4*(5.67/(10^8))-epw!M1121","v":47.339530498533634}]
[43.462000000000003,0.75855499950177552,142.22399999999999,2.4822770753564147,47,0.33333333333333398,3.3152000000000008,47,43.05573888,0.75146440533493575,{"$f":"epw!A1120-1968","v":37},13.028557107524268,0.22739121831040734,44.382398854829226,0.77461898995013079,-1.3266599748292265,-2.3154584615195099E-2,3.8316759483302307E-2,2.1953886030110952,-3.5220485778403217,-0.21592056156447778,-12.371336887739238,-56.298048577840092,-0.98258631013102082,0.24856904581830672,14.241957242982959,-0.83838471382602375,0.54507895907185422,-0.99431303494236312,-56.969940417041357,null,{"$f":"IF(Z1120<0,0,epw!O1120*SIN(RADIANS(SolarPosition!Z1120)))+epw!P1120","v":0},208.33333333333331,0.75,14.239885745282519,14.239885745282519,0.24598219372501051,0.72471091413087252,0.6195897550018189,2.2400000000000002,0.2,622.22222222222217,55.555555555555557,null,null,null,null,null,null,null,null,null,null,null,null,46.499999999999872,6.2717653325701948,{"$f":"(epw!G1124+273.15)^4*(5.67/(10^8))-epw!M1124","v":54.323216559644322}]
[43.462000000000003,0.75855499950177552,142.22399999999999,2.4822770753564147,47,0,3.3152000000000008,47,43.05573888,0.75146440533493575,{"$f":"epw!A1136-1968","v":37},13.028557107524268,0.22739121831040734,44.382398854829226,0.77461898995013079,-1.3266599748292265,-2.3154584615195099E-2,3.8316759483302307E-2,2.1953886030110952,-3.5220485778403217,-0.21592056156447778,-12.371336887739238,-176.29804857784032,-3.0769814125242201,-1.0253039123626104,-58.745586896628801,-0.12155413680929261,-0.99258480334153254,-3.0197371735065417,-173.01819528068924,null,{"$f":"IF(Z1136<0,0,epw!O1136*SIN(RADIANS(SolarPosition!Z1136)))+epw!P1136","v":0},0,0,-58.587470198480176,"-","-","-","-",0,0,0,0,null,null,null,null,null,null,null,null,null,null,null,null,47.166666666666501,6.2381714764858707,{"$f":"(epw!G1140+273.15)^4*(5.67/(10^8))-epw!M1140","v":52.252557620135349}]
[43.462000000000003,0.75855499950177552,142.22399999999999,2.4822770753564147,48,0.70833333333333404,3.3152000000000008,48,44.041338879999998,0.76866637044259178,{"$f":"epw!A1153-1968","v":37},13.028604197302045,0.2273920401820736,45.391896830256137,0.79223805341354714,-1.3505579502561389,-2.3571682970955417E-2,3.7618828639654878E-2,2.1554001112780927,-3.5059580615342316,-0.20984516030536976,-12.023242036743881,78.71804193846603,1.3738890125492118,-4.4052672188606527E-3,-0.25240321926804932,0.95917269979354691,0.28282102462645548,1.2840623856527287,73.571355329401229,null,{"$f":"IF(Z1153<0,0,epw!O1153*SIN(RADIANS(SolarPosition!Z1153)))+epw!P1153","v":41},5.5555555555555554,0.02,-0.84974163305253347,3,5.2335956242943828E-2,0.13746473821734803,7.7656259334677499E-2,0.01,0.02,2.7777777777777777,5.5555555555555554,null,null,null,null,null,null,null,null,null,null,null,null,47.874999999999794,6.2026682757758751,{"$f":"(epw!G1157+273.15)^4*(5.67/(10^8))-epw!M1157","v":78.28460181068391}]
[43.462000000000003,0.75855499950177552,142.22399999999999,2.4822770753564147,49,0.41666666666666702,3.3152000000000008,49,45.026938879999996,0.78586833555024782,{"$f":"epw!A1170-1968","v":37},13.028651287079823,0.22739286205373985,46.400977432842538,0.80984983234668839,-1.3740385528425421,-2.398149679644045E-2,3.6877304138845254E-2,2.1129138869761559,-3.486952439818698,-0.20371412203923681,-11.671959420061258,-26.262952439818577,-0.4583749913695121,0.52161781386881478,29.886499253523628,-0.4998090811278651,0.86613560279099455,-0.52337833549990487,-29.987369712726576,null,{"$f":"IF(Z1170<0,0,epw!O1170*SIN(RADIANS(SolarPosition!Z1170)))+epw!P1170","v":291.1005314094993},455.5555555555556,1.6400000000000001,29.620493710063105,29.620493710063105,0.49425283828930999,1.6608348847055165,0.67428160367672951,2.59,0.36,719.44444444444446,100,null,null,null,null,null,null,null,null,null,null,null,null,48.583333333333087,6.1673662868339978,{"$f":"(epw!G1174+273.15)^4*(5.67/(10^8))-epw!M1174","v":78.757402074707159}]
[43.462000000000003,0.75855499950177552,142.22399999999999,2.4822770753564147,50,0.16666666666666699,3.3152000000000008,50,46.012538879999994,0.80307030065790397,{"$f":"epw!A1188-1968","v":37},13.0286983768576,0.22739368392540607,47.409633704740088,0.82745420531219172,-1.3970948247400941,-2.4383904654287771E-2,3.609327517352235E-2,2.0679923362471446,-3.4650871609872387,-0.19752945262646454,-11.317603965025754,-116.24108716098712,-2.0287896970569332,-0.46640507793453562,-26.723042509119129,-0.98467220696431434,-0.17441515080986078,-1.7461081104947915,-100.04462530491436,null,{"$f":"IF(Z1188<0,0,epw!O1188*SIN(RADIANS(SolarPosition!Z1188)))+epw!P1188","v":0},0,0,-26.432829137251691,"-","-","-","-",0,0,0,0,null,null,null,null,null,null,null,null,null,null,null,null,49.333333333333044,6.1302128566334817,{"$f":"(epw!G1192+273.15)^4*(5.67/(10^8))-epw!M1192","v":63.152946785817164}]
[43.462000000000003,0.75855499950177552,142.22399999999999,2.4822770753564147,50,0.875,3.3152000000000008,50,46.012538879999994,0.80307030065790397,{"$f":"epw!A1205-1968","v":37},13.0286983768576,0.22739368392540607,47.409633704740088,0.82745420531219172,-1.3970948247400941,-2.4383904654287771E-2,3.609327517352235E-2,2.0679923362471446,-3.4650871609872387,-0.19752945262646454,-11.317603965025754,138.75891283901274,2.4217998955286046,-0.73442863262599067,-42.079661003033301,0.87092125084984573,-0.49142260308021979,2.0845187746711913,119.43412810444111,null,{"$f":"IF(Z1205<0,0,epw!O1205*SIN(RADIANS(SolarPosition!Z1205)))+epw!P1205","v":0},0,0,-42.416033603676233,"-","-","-","-",0,0,0,0,null,null,null,null,null,null,null,null,null,null,null,null,50.041666666666337,6.0953416198095542,{"$f":"(epw!G1209+273.15)^4*(5.67/(10^8))-epw!M1209","v":62.954421581303109}]
[43.462000000000003,0.75855499950177552,142.22399999999999,2.4822770753564147,51,0.58333333333333404,3.3152000000000008,51,46.998138879999999,0.82027226576556012,{"$f":"epw!A1222-1968","v":37},13.028745466635378,0.22739450579707238,48.417858834670092,0.84505105343081799,-1.4197199546700929,-2.4778787665257766E-2,3.5267868108381666E-2,2.0206999950343034,-3.4404199497043964,-0.19129315288587548,-10.960290310111469,33.783580050295861,0.58963470498873427,0.47966412614857756,27.482730012144202,0.61535763568504576,0.78824804484636035,0.66283959576944318,37.977911331746633,null,{"$f":"IF(Z1222<0,0,epw!O1222*SIN(RADIANS(SolarPosition!Z1222)))+epw!P1222","v":395.29103824987794},408.33333333333331,1.47,26.821499085222911,26.821499085222911,0.45121243375931824,1.4836568934283316,0.66203798932394531,2.5099999999999998,0.34,697.22222222222217,94.444444444444443,null,null,null,null,null,null,null,null,null,null,null,null,50.749999999999631,{"$f":"$BE$2+(1/2)*$BF$2*EXP(-1*BE$4*(PI()/(365*$BI$2))^0.5)*COS(2*PI()/365*($BD1222-$BH$2-BE$4/2*(365/(PI()*$BI$2))^0.5))","v":6.0606875517662075},{"$f":"(epw!G1226+273.15)^4*(5.67/(10^8))-epw!M1226","v":75.733634115204723}]
[43.462000000000003,0.75855499950177552,142.22399999999999,2.4822770753564147,52,0.20833333333333401,3.3152000000000008,52,47.983738879999997,0.83747423087321626,{"$f":"epw!A1237-1968","v":37},13.028792556413157,0.2273953276687386,49.42564615992579,0.86264026041639685,-1.4419072799257933,-2.5166029543180628E-2,3.4402244574231938E-2,1.9711034198803257,-3.4130106998061187,-0.18500721804446868,-10.600132773404622,-101.18901069980591,-1.7660814035473844,-0.26818107499730315,-15.365643742626878,-0.99999711099480748,2.403747498943818E-3,-1.5683925769811371,-89.862275280666225,null,{"$f":"IF(Z1237<0,0,epw!O1237*SIN(RADIANS(SolarPosition!Z1237)))+epw!P1237","v":0},0,0,-15.126825802536631,"-","-","-","-",0,0,0,0,null,null,null,null,null,null,null,null,null,null,null,null,51.374999999999595,6.0302948923580599,{"$f":"(epw!G1241+273.15)^4*(5.67/(10^8))-epw!M1241","v":56.340921679905534}]
[43.462000000000003,0.75855499950177552,142.22399999999999,2.4822770753564147,53,4.1666666666666664E-2,3.3152000000000008,53,48.969338879999995,0.8546761959808723,{"$f":"epw!A1257-1968","v":37},13.028839646190933,0.22739614954040485,50.432989168305959,0.8802217126095756,-1.4636502883059634,-2.5545516628703323E-2,3.3497599592439954E-2,1.9192710804659561,-3.3829213687719193,-0.17867363723499119,-10.237245323816511,-161.15892136877193,-2.8127537968477165,-0.9243930192519314,-52.963818614491124,-0.52763239636879167,-0.84947280963084781,-2.5857816532662783,-148.15437547451816,null,{"$f":"IF(Z1257<0,0,epw!O1257*SIN(RADIANS(SolarPosition!Z1257)))+epw!P1257","v":0},0,0,-52.692946382579777,"-","-","-","-",0,0,0,0,null,null,null,null,null,null,null,null,null,null,null,null,52.208333333332881,5.9900466717558789,{"$f":"(epw!G1261+273.15)^4*(5.67/(10^8))-epw!M1261","v":57.360504000049957}]
[43.462000000000003,0.75855499950177552,142.22399999999999,2.4822770753564147,53,0.75,3.3152000000000008,53,48.969338879999995,0.8546761959808723,{"$f":"epw!A1274-1968","v":37},13.028839646190933,0.22739614954040485,50.432989168305959,0.8802217126095756,-1.4636502883059634,-2.5545516628703323E-2,3.3497599592439954E-2,1.9192710804659561,-3.3829213687719193,-0.17867363723499119,-10.237245323816511,93.841078631228072,1.6378357957378236,-0.17093189671802264,-9.7936762661087862,0.99639046079550053,8.4888454077867492E-2,1.4858055889552173,85.130389424083546,null,{"$f":"IF(Z1274<0,0,epw!O1274*SIN(RADIANS(SolarPosition!Z1274)))+epw!P1274","v":42},0,0,-10.339691591383234,"-","-","-","-",0,0,0,0,null,null,null,null,null,null,null,null,null,null,null,null,52.916666666666174,5.956088726281525,{"$f":"(epw!G1278+273.15)^4*(5.67/(10^8))-epw!M1278","v":55.239209932107656}]
[43.462000000000003,0.75855499950177552,142.22399999999999,2.4822770753564147,54,0.29166666666666702,3.3152000000000008,54,49.95493888,0.87187816108852845,{"$f":"epw!A1287-1968","v":37},13.028886735968712,0.22739697141207113,51.439881499979059,0.89779529901035393,-1.4849426199790585,-2.5917137921825501E-2,3.2555159731927401E-2,1.8652732540136887,-3.350215873992747,-0.17229439303983593,-9.8717415549507841,-71.126215873992621,-1.2413866514854275,0.11363178228631217,6.5106215435551151,-0.93827460966721343,0.34589125003942817,-1.2176078259385286,-69.763789528377458,null,{"$f":"IF(Z1287<0,0,epw!O1287*SIN(RADIANS(SolarPosition!Z1287)))+epw!P1287","v":0},38.888888888888886,0.14000000000000001,6.6048868436308368,6.6048868436308368,0.11502187633925053,0.31397758951001342,0.24733992384024811,0.16,0.12,44.444444444444443,33.333333333333336,null,null,null,null,null,null,null,null,null,null,null,null,{"$f":"BD1286+1/24","v":53.45833333333281},5.9302811219273517,{"$f":"(epw!G1291+273.15)^4*(5.67/(10^8))-epw!M1291","v":57.689101478127725}]
[43.462000000000003,0.75855499950177552,142.22399999999999,2.4822770753564147,55,0.20833333333333401,3.3152000000000008,55,50.940538879999998,0.88908012619618459,{"$f":"epw!A1309-1968","v":37},13.028933825746488,0.22739779328373738,52.446316949277637,0.91536091130940256,-1.505778069277639,-2.6280785113218071E-2,3.1576181300560988E-2,1.8091819216620553,-3.3149599909396943,-0.16587146107971698,-9.5037346615362797,-101.09095999093948,-1.7643700958437507,-0.25400831100427418,-14.553604181791336,-0.99993929657837144,-1.1018310140487573E-2,-1.5818148598905064,-90.631315442803654,null,{"$f":"IF(Z1309<0,0,epw!O1309*SIN(RADIANS(SolarPosition!Z1309)))+epw!P1309","v":0},0,0,-14.317417270159025,"-","-","-","-",0,0,0,0,null,null,null,null,null,null,null,null,null,null,null,null,54.374999999999424,5.8869298903908032,{"$f":"(epw!G1313+273.15)^4*(5.67/(10^8))-epw!M1313","v":46.466836318971502}]
[43.462000000000003,0.75855499950177552,142.22399999999999,2.4822770753564147,55,0.91666666666666696,3.3152000000000008,55,50.940538879999998,0.88908012619618459,{"$f":"epw!A1326-1968","v":37},13.028933825746488,0.22739779328373738,52.446316949277637,0.91536091130940256,-1.505778069277639,-2.6280785113218071E-2,3.1576181300560988E-2,1.8091819216620553,-3.3149599909396943,-0.16587146107971698,-9.5037346615362797,153.90904000906042,2.6862194967417876,-0.8579378035528662,-49.156215228303161,0.66324451815017793,-0.74840277200431204,2.4164469186351987,138.45220985518952,null,{"$f":"IF(Z1326<0,0,epw!O1326*SIN(RADIANS(SolarPosition!Z1326)))+epw!P1326","v":0},0,0,-49.358506449474248,"-","-","-","-",0,0,0,0,null,null,null,null,null,null,null,null,null,null,null,null,55.083333333332718,5.853715300892369,{"$f":"(epw!G1330+273.15)^4*(5.67/(10^8))-epw!M1330","v":63.947521954520994}]
[43.462000000000003,0.75855499950177552,142.22399999999999,2.4822770753564147,56,0.625,3.3152000000000008,56,51.926138879999996,0.90628209130384074,{"$f":"epw!A1343-1968","v":37},13.028980915524267,0.22739861515540363,53.452289466422428,0.93291844391815437,-1.5261505864224318,-2.6636352614313703E-2,3.0561948572459596E-2,1.751070666897806,-3.2772212533202376,-0.15940680964553391,-9.1333374183343956,48.946778746679755,0.85428244737474524,0.36983844430646179,21.190181960444409,0.79853116516334754,0.60195346851967468,0.92485113985059086,52.990066991302321,null,{"$f":"IF(Z1343<0,0,epw!O1343*SIN(RADIANS(SolarPosition!Z1343)))+epw!P1343","v":363.88204021296508},283.33333333333331,1.02,20.531179609815137,20.531179609815137,0.3507170540680839,1.0943390572282501,0.59100332223026586,1.89,0.36,525,100,null,null,null,null,null,null,null,null,null,null,null,null,55.791666666666011,5.8207538044670217,{"$f":"(epw!G1347+273.15)^4*(5.67/(10^8))-epw!M1347","v":51.28460181068391}]
[43.462000000000003,0.75855499950177552,142.22399999999999,2.4822770753564147,57,4.1666666666666664E-2,3.3152000000000008,57,52.911738879999994,0.92348405641149667,{"$f":"epw!A1353-1968","v":37},13.029028005302045,0.22739943702706991,54.457793159175914,0.95046779399766412,-1.5460542791759195,-2.69837375861674E-2,2.9513772052441597E-2,1.6910145761160649,-3.2370688552919846,-0.1529023993718118,-8.760662161428586,-161.013068855292,-2.8102081902651825,-0.89963676154901318,-51.54538953157568,-0.5170598403607608,-0.85594925170018377,-2.5981802504327751,-148.86476276404127,null,{"$f":"IF(Z1353<0,0,epw!O1353*SIN(RADIANS(SolarPosition!Z1353)))+epw!P1353","v":0},0,0,-51.284675123863792,"-",{"$f":"IF(AJ1353=\"-\",\"-\", SIN(PI()*AJ1353/180))","v":"-"},"-","-",0,0,0,0,null,null,null,null,null,null,null,null,null,null,null,null,56.208333333332654,5.8014848923837423,{"$f":"(epw!G1357+273.15)^4*(5.67/(10^8))-epw!M1357","v":73.372198287984077}]
[43.462000000000003,0.75855499950177552,142.22399999999999,2.4822770753564147,58,8.3333333333333329E-2,3.3152000000000008,58,53.89733888,0.94068602151915304,{"$f":"epw!A1378-1968","v":37},13.029075095079822,0.22740025889873611,55.462822294424839,0.96800886148622922,-1.5654834144248397,-2.7322839967076344E-2,2.8432986778550381E-2,1.6290901413622074,-3.1945735557870472,-0.14636018295007996,-8.3858207718021713,-145.97057355578707,-2.5476671195730511,-0.76900326516084827,-44.060641525496344,-0.77043168547768004,-0.6375225627474066,-2.2620746489642456,-129.6073303291885,null,{"$f":"IF(Z1378<0,0,epw!O1378*SIN(RADIANS(SolarPosition!Z1378)))+epw!P1378","v":0},0,0,-43.753308515970922,"-","-","-","-",0,0,0,0,null,null,null,null,null,null,null,null,null,null,null,null,57.249999999999261,5.753709670716928,{"$f":"(epw!G1382+273.15)^4*(5.67/(10^8))-epw!M1382","v":56.191522880533967}]
[43.462000000000003,0.75855499950177552,142.22399999999999,2.4822770753564147,58,0.79166666666666696,3.3152000000000008,58,53.89733888,0.94068602151915304,{"$f":"epw!A1395-1968","v":37},13.029075095079822,0.22740025889873611,55.462822294424839,0.96800886148622922,-1.5654834144248397,-2.7322839967076344E-2,2.8432986778550381E-2,1.6290901413622074,-3.1945735557870472,-0.14636018295007996,-8.3858207718021713,109.02942644421306,1.9029224730124916,-0.34101919251072804,-19.538960463824047,0.99239155066110107,-0.12312193215043024,1.6942314680282293,97.072312636271221,null,{"$f":"IF(Z1395<0,0,epw!O1395*SIN(RADIANS(SolarPosition!Z1395)))+epw!P1395","v":6},0,0,-20.020589838118848,"-","-","-","-",0,0,0,0,null,null,null,null,null,null,null,null,null,null,null,null,57.958333333332554,5.7215525982559452,{"$f":"(epw!G1399+273.15)^4*(5.67/(10^8))-epw!M1399","v":73.5043695825604}]
[43.462000000000003,0.75855499950177552,142.22399999999999,2.4822770753564147,59,0.16666666666666699,3.3152000000000008,59,54.882938879999998,0.95788798662680896,{"$f":"epw!A1404-1968","v":37},13.0291221848576,0.22740108077040241,56.467371299691571,0.98554154912576764,-1.5844324196915736,-2.76535624989586E-2,2.7320950663328084E-2,1.5653751652938459,-3.1498075849854192,-0.13978210488053916,-8.008924661109921,-115.92580758498531,-2.0232870303914097,-0.4225446284749898,-24.210023867540301,-0.97647112511465772,-0.21564818992357479,-1.7881519166289339,-102.45355795106695,null,{"$f":"IF(Z1404<0,0,epw!O1404*SIN(RADIANS(SolarPosition!Z1404)))+epw!P1404","v":0},0,0,-23.930936592384473,"-","-","-","-",0,0,0,0,null,null,null,null,null,null,null,null,null,null,null,null,58.333333333332533,5.704638382077154,{"$f":"(epw!G1408+273.15)^4*(5.67/(10^8))-epw!M1408","v":64.703845163245603}]
[43.462000000000003,0.75855499950177552,142.22399999999999,2.4822770753564147,59,0.58333333333333404,3.3152000000000008,59,54.882938879999998,0.95788798662680896,{"$f":"epw!A1414-1968","v":37},13.0291221848576,0.22740108077040241,56.467371299691571,0.98554154912576764,-1.5844324196915736,-2.76535624989586E-2,2.7320950663328084E-2,1.5653751652938459,-3.1498075849854192,-0.13978210488053916,-8.008924661109921,34.074192415014842,0.59470684760008707,0.52303455442014168,29.967672507779696,0.64042088252089113,0.76802414885937187,0.69504614738728632,39.823210812119278,null,{"$f":"IF(Z1414<0,0,epw!O1414*SIN(RADIANS(SolarPosition!Z1414)))+epw!P1414","v":492.61880664140659},447.22222222222223,1.61,29.299710115541345,29.299710115541345,0.4893780395619457,1.6404521033840977,0.66854098077337687,2.5299999999999998,0.37,702.77777777777771,102.77777777777777,null,null,null,null,null,null,null,null,null,null,null,null,58.749999999999176,{"$f":"$BE$2+(1/2)*$BF$2*EXP(-1*BE$4*(PI()/(365*$BI$2))^0.5)*COS(2*PI()/365*($BD1414-$BH$2-BE$4/2*(365/(PI()*$BI$2))^0.5))","v":5.6859353223942941},{"$f":"(epw!G1418+273.15)^4*(5.67/(10^8))-epw!M1418","v":76.274926110722788}]
[43.462000000000003,0.75855499950177552,142.22399999999999,2.4822770753564147,60,0.29166666666666702,3.3152000000000008,60,55.868538879999996,0.97508995173446511,{"$f":"epw!A1431-1968","v":37},13.029169274635379,0.22740190264206864,57.471434764573956,1.0030657624869477,-1.6028958845739609,-2.7975810752482604E-2,2.6179042874255657E-2,1.4999486683868812,-3.1028445529608422,-0.13317010126035864,-7.6300847595483541,-70.878844552960715,-1.2370692074584129,0.14482501192592553,8.2978619512873486,-0.94636986226198583,0.32308525779154623,-1.2418085486761701,-71.150388802410603,null,{"$f":"IF(Z1431<0,0,epw!O1431*SIN(RADIANS(SolarPosition!Z1431)))+epw!P1431","v":0},44.444444444444443,0.16,8.3916775229402223,8.3916775229402223,0.14593933063847592,0.4058140330070607,0.22278926854054665,0.11,0.14000000000000001,30.555555555555554,38.888888888888886,null,null,null,null,null,null,null,null,null,null,null,null,59.458333333332469,5.654361430495122,{"$f":"(epw!G1435+273.15)^4*(5.67/(10^8))-epw!M1435","v":78.879281572498826}]
[43.462000000000003,0.75855499950177552,142.22399999999999,2.4822770753564147,60,0,3.3152000000000008,60,55.868538879999996,0.97508995173446511,{"$f":"epw!A1448-1968","v":37},13.029169274635379,0.22740190264206864,57.471434764573956,1.0030657624869477,-1.6028958845739609,-2.7975810752482604E-2,2.6179042874255657E-2,1.4999486683868812,-3.1028445529608422,-0.13317010126035864,-7.6300847595483541,-175.87884455296086,-3.0696649220524614,-0.94224086047527911,-53.986424590008561,-0.12114323213492492,-0.99263503731628566,-3.020151137401204,-173.04191366472418,null,{"$f":"IF(Z1448<0,0,epw!O1448*SIN(RADIANS(SolarPosition!Z1448)))+epw!P1448","v":0},0,0,-53.850246254800574,"-","-","-","-",0,0,0,0,null,null,null,null,null,null,null,null,null,null,null,null,60.166666666665762,5.6230702710178706,{"$f":"(epw!G1452+273.15)^4*(5.67/(10^8))-epw!M1452","v":66.872796765947385}]
[43.462000000000003,0.75855499950177552,142.22399999999999,2.4822770753564147,61,0.91666666666666696,3.3152000000000008,61,56.854138880000001,0.99229191684212126,{"$f":"epw!A1470-1968","v":37},13.029216364413156,0.22740272451373489,58.475007442113608,1.0205814099930699,-1.620868562113607,-2.8289493150948659E-2,2.5008662253541182E-2,1.4328907983960399,-3.0537593605096469,-0.12652609960693734,-7.2494115057293733,154.17024063949046,2.6907783077510765,-0.82551086222167946,-47.298288347507828,0.63731570068741072,-0.7706028144623629,2.4505828030980887,140.40805196485934,null,{"$f":"IF(Z1470<0,0,epw!O1470*SIN(RADIANS(SolarPosition!Z1470)))+epw!P1470","v":0},0,0,-47.489710502420486,"-","-","-","-",0,0,0,0,null,null,null,null,null,null,null,null,null,null,null,null,61.083333333332376,5.5830031034900198,{"$f":"(epw!G1474+273.15)^4*(5.67/(10^8))-epw!M1474","v":61.852328535693118}]
[{"$f":"A1482","v":43.462000000000003},0.75855499950177552,{"$f":"C1482","v":142.22399999999999},2.4822770753564147,62,0.45833333333333398,3.3152000000000008,62,{"$f":"0.9856*(H1483-G1483)","v":57.839738879999999},1.0094938819497774,{"$f":"epw!A1483-1968","v":37},13.029263454190934,0.22740354638540117,59.478084250092316,1.0380884029426933,-1.638345370092317,-2.8594520992915966E-2,2.3811225777219964E-2,1.3642827420678172,-3.0026281121601341,-0.11985201871447287,-6.8670148384622545,-10.778628112159904,-0.18812254940521098,0.67598267605908735,38.730954362144821,-0.23801448786556448,0.97126160408310869,-0.24032107639591027,-13.769383405526687,null,{"$f":"IF(Z1483<0,0,epw!O1483*SIN(RADIANS(SolarPosition!Z1483)))+epw!P1483","v":580.61716991590254},625,2.25,38.300344107573522,38.300344107573522,0.61978374500184541,2.2135742543053394,0.73771560664809999,3.08,0.34,855.55555555555554,94.444444444444443,null,null,null,null,null,null,null,null,null,null,null,null,61.624999999999012,5.5595573314416145,{"$f":"(epw!G1487+273.15)^4*(5.67/(10^8))-epw!M1487","v":76.749401839027882}]
[43.462000000000003,0.75855499950177552,142.22399999999999,2.4822770753564147,63,0.16666666666666699,3.3152000000000008,63,58.825338879999997,1.0266958470574334,{"$f":"epw!A1500-1968","v":37},13.029310543968711,0.22740436825706742,60.480660272256742,1.0555866555310103,-1.6553213922567451,-2.8890808473576772E-2,2.2588167053324865E-2,1.2942066390919718,-2.9495280313487169,-0.11314976854217915,-6.4830041903489946,-115.7255280313486,-2.019791492756025,-0.40139902922262705,-22.998470275104928,-0.97241505042579668,-0.23325730364855812,-1.8062223763282419,-103.48891902569855,null,{"$f":"IF(Z1500<0,0,epw!O1500*SIN(RADIANS(SolarPosition!Z1500)))+epw!P1500","v":0},0,0,-22.72270417853052,"-","-","-","-",0,0,0,0,null,null,null,null,null,null,null,null,null,null,null,null,62.333333333332305,5.5291596972894892,{"$f":"(epw!G1504+273.15)^4*(5.67/(10^8))-epw!M1504","v":69.17501514813415}]
[43.462000000000003,0.75855499950177552,142.22399999999999,2.4822770753564147,63,0,3.3152000000000008,63,58.825338879999997,1.0266958470574334,{"$f":"epw!A1520-1968","v":37},13.029310543968711,0.22740436825706742,60.480660272256742,1.0555866555310103,-1.6553213922567451,-2.8890808473576772E-2,2.2588167053324865E-2,1.2942066390919718,-2.9495280313487169,-0.11314976854217915,-6.4830041903489946,-175.72552803134872,-3.0669890439526242,-0.92206351878745985,-52.830348069503138,-0.12257631635110228,-0.99245909067819726,-3.0187072925507188,-172.95918744851969,null,{"$f":"IF(Z1520<0,0,epw!O1520*SIN(RADIANS(SolarPosition!Z1520)))+epw!P1520","v":0},0,0,-52.697076018443994,"-","-","-","-",0,0,0,0,null,null,null,null,null,null,null,null,null,null,null,null,63.166666666665591,5.4937839200847201,{"$f":"(epw!G1524+273.15)^4*(5.67/(10^8))-epw!M1524","v":64.077025505359245}]
[43.462000000000003,0.75855499950177552,142.22399999999999,2.4822770753564147,64,0.625,3.3152000000000008,64,59.810938879999995,1.0438978121650895,{"$f":"epw!A1535-1968","v":37},13.029357633746489,0.22740519012873367,61.482730759471181,1.0730760848699659,-1.6717918794711863,-2.9178272704876398E-2,2.1340934858697602E-2,1.2227454982669903,-2.8945373777381764,-0.10642125013250893,-6.0974884830988154,49.329462622261815,0.86096154099794442,0.4085593724665072,23.408727722844272,0.82181914197873929,0.56974845140406349,0.96459659160558042,55.267313631704056,null,{"$f":"IF(Z1535<0,0,epw!O1535*SIN(RADIANS(SolarPosition!Z1535)))+epw!P1535","v":384},408.33333333333331,1.47,22.75129414118274,22.75129414118274,0.38673179131422974,1.2299451578294083,0.77242103988618105,3.32,0.19,922.22222222222217,52.777777777777779,null,null,null,null,null,null,null,null,null,null,null,null,63.791666666665556,5.4675301831875451,{"$f":"(epw!G1539+273.15)^4*(5.67/(10^8))-epw!M1539","v":80.261082991262242}]
[43.462000000000003,0.75855499950177552,142.22399999999999,2.4822770753564147,65,0.33333333333333398,3.3152000000000008,65,60.79653888,1.0610997772727457,{"$f":"epw!A1552-1968","v":37},13.029404723524268,0.22740601200039995,62.484291130798411,1.0905566110071232,-1.6877522507984111,-2.945683373437737E-2,2.0070991713838117E-2,1.1499831158449709,-2.8377353666433818,-9.966835555774875E-2,-5.7105761244682656,-55.613735366643148,-0.97064279148073884,0.34632861952067906,19.843168223127005,-0.87298671915476123,0.48774397810675818,-1.0612927019076306,-60.807592647343007,null,{"$f":"IF(Z1552<0,0,epw!O1552*SIN(RADIANS(SolarPosition!Z1552)))+epw!P1552","v":0},266.66666666666669,0.96000000000000008,19.840353429956423,19.840353429956423,0.33940049870688094,1.0526294116316373,0.57478495490938764,1.75,0.37,486.11111111111109,102.77777777777777,null,null,null,null,null,null,null,null,null,null,null,null,64.499999999998934,5.4380683555940923,{"$f":"(epw!G1556+273.15)^4*(5.67/(10^8))-epw!M1556","v":70.108477887416825}]
[43.462000000000003,0.75855499950177552,142.22399999999999,2.4822770753564147,66,4.1666666666666664E-2,3.3152000000000008,66,61.782138879999998,1.0783017423804018,{"$f":"epw!A1569-1968","v":37},13.029451813302044,0.2274068338720662,63.485336974508833,1.1080281569432746,-1.703198094508835,-2.972641456287272E-2,1.8779812495030017E-2,1.0760039960122683,-2.7792020905211032,-9.2892967893369496E-2,-5.3223750067343341,-160.55520209052111,-2.8022169076844761,-0.84096539559305716,-48.183767884031859,-0.4971374508686015,-0.86767180139950884,-2.6212961230681309,-150.18920470580912,null,{"$f":"IF(Z1569<0,0,epw!O1569*SIN(RADIANS(SolarPosition!Z1569)))+epw!P1569","v":0},0,0,-47.940460591965675,"-","-","-","-",0,0,0,0,null,null,null,null,null,null,null,null,null,null,null,null,65.208333333332348,5.4089214182426364,{"$f":"(epw!G1573+273.15)^4*(5.67/(10^8))-epw!M1573","v":66.420817381738857}]
[43.462000000000003,0.75855499950177552,142.22399999999999,2.4822770753564147,66,0.79166666666666696,3.3152000000000008,66,61.782138879999998,1.0783017423804018,{"$f":"epw!A1587-1968","v":37},13.029451813302044,0.2274068338720662,63.485336974508833,1.1080281569432746,-1.703198094508835,-2.972641456287272E-2,1.8779812495030017E-2,1.0760039960122683,-2.7792020905211032,-9.2892967893369496E-2,-5.3223750067343341,109.44479790947901,1.9101720727002156,-0.30930106573754107,-17.721645665659533,0.98567059312676164,-0.16868159901168184,1.740288274865456,99.711173285893565,null,{"$f":"IF(Z1587<0,0,epw!O1587*SIN(RADIANS(SolarPosition!Z1587)))+epw!P1587","v":36},0,0,-18.18830345918547,"-","-","-","-",0,0,0,0,null,null,null,null,null,null,null,null,null,null,null,null,65.958333333332433,5.3784079898179726,{"$f":"(epw!G1591+273.15)^4*(5.67/(10^8))-epw!M1591","v":48.407668973096463}]
[43.462000000000003,0.75855499950177552,142.22399999999999,2.4822770753564147,67,0.5,3.3152000000000008,67,62.767738879999996,1.0955037074880578,{"$f":"epw!A1604-1968","v":37},13.029498903079823,0.22740765574373242,64.485864049017891,1.1254906486488041,-1.7181251690178954,-2.9986941160746343E-2,1.7468883082834716E-2,1.0008932734539118,-2.7190184424718069,-8.60969612165325E-2,-4.932992506608846,4.5049815575281826,7.8626760920489119E-2,0.72316045590482125,41.434042034102731,0.10437902238863805,0.99453759088593174,0.10456949226450929,5.9913905725822918,null,{"$f":"IF(Z1604<0,0,epw!O1604*SIN(RADIANS(SolarPosition!Z1604)))+epw!P1604","v":497.24690509325302},538.88888888888891,1.9400000000000002,40.863826871428259,40.863826871428259,0.65426348258622569,2.3748222825853365,0.60255359770823103,1.68,0.84,466.66666666666663,233.33333333333331,null,null,null,null,null,null,null,null,null,null,null,null,66.666666666665847,5.3499229483675581,{"$f":"(epw!G1608+273.15)^4*(5.67/(10^8))-epw!M1608","v":78.956446975062875}]
[43.462000000000003,0.75855499950177552,142.22399999999999,2.4822770753564147,68,0.20833333333333401,3.3152000000000008,68,63.753338880000001,1.1127056725957141,{"$f":"epw!A1621-1968","v":37},13.029545992857601,0.22740847761539873,65.485868283751955,1.1429440150787999,-1.7325294037519541,-3.0238342483085798E-2,1.6139699045915678E-2,0.92473663794228977,-2.657266041694244,-7.9282200628174135E-2,-4.5425354865038221,-100.43326604169403,-1.7528911709589732,-0.18658772768602613,-10.6906893053456,-0.99769426680113926,-6.7868623031097461E-2,-1.6387171602949608,-93.891577100564461,null,{"$f":"IF(Z1621<0,0,epw!O1621*SIN(RADIANS(SolarPosition!Z1621)))+epw!P1621","v":0},0,0,-10.459176730736289,"-","-","-","-",0,0,0,0,null,null,null,null,null,null,null,null,null,null,null,null,67.374999999999261,5.3217659023597967,{"$f":"(epw!G1625+273.15)^4*(5.67/(10^8))-epw!M1625","v":66.103833571788527}]
[43.462000000000003,0.75855499950177552,142.22399999999999,2.4822770753564147,68,0.875,3.3152000000000008,68,63.753338880000001,1.1127056725957141,{"$f":"epw!A1637-1968","v":37},13.029545992857601,0.22740847761539873,65.485868283751955,1.1429440150787999,-1.7325294037519541,-3.0238342483085798E-2,1.6139699045915678E-2,0.92473663794228977,-2.657266041694244,-7.9282200628174135E-2,-4.5425354865038221,139.56673395830575,2.4358990338274138,-0.65004002056696042,-37.244549693084068,0.81215615695421595,-0.58344012265301004,2.1937543946514029,125.69286810180216,null,{"$f":"IF(Z1637<0,0,epw!O1637*SIN(RADIANS(SolarPosition!Z1637)))+epw!P1637","v":0},0,0,-37.543250658224572,"-","-","-","-",0,0,0,0,null,null,null,null,null,null,null,null,null,null,null,null,68.041666666666003,5.2955685251452351,{"$f":"(epw!G1641+273.15)^4*(5.67/(10^8))-epw!M1641","v":59.34555464185587}]
[43.462000000000003,0.75855499950177552,142.22399999999999,2.4822770753564147,69,0.66666666666666696,3.3152000000000008,69,64.738938879999992,1.1299076377033701,{"$f":"epw!A1656-1968","v":37},13.029593082635378,0.22740929948706493,66.485345779942875,1.1603881881869205,-1.7464068999428832,-3.0480550483550483E-2,1.4793764359035616E-2,0.84762026088380027,-2.5940271608266836,-7.2450542297113632E-2,-4.1511102970586675,64.629972839173419,1.1280058215180837,0.26341804502329108,15.092742227421679,0.93338572449593038,0.35887475434642557,1.2037342658500623,68.968893088487192,null,{"$f":"IF(Z1656<0,0,epw!O1656*SIN(RADIANS(SolarPosition!Z1656)))+epw!P1656","v":288.50550950820684},194.44444444444446,0.70000000000000007,14.473962601304175,14.473962601304175,0.24994001481347605,0.73801182702683199,0.56912659933512066,1.79,0.25,497.22222222222223,69.444444444444443,null,null,null,null,null,null,null,null,null,null,null,null,68.83333333333276,5.2648460804327097,{"$f":"(epw!G1660+273.15)^4*(5.67/(10^8))-epw!M1660","v":70.128204053159379}]
[43.462000000000003,0.75855499950177552,142.22399999999999,2.4822770753564147,69,0.70833333333333404,3.3152000000000008,69,64.738938879999992,1.1299076377033701,{"$f":"epw!A1657-1968","v":37},13.029593082635378,0.22740929948706493,66.485345779942875,1.1603881881869205,-1.7464068999428832,-3.0480550483550483E-2,1.4793764359035616E-2,0.84762026088380027,-2.5940271608266836,-7.2450542297113632E-2,-4.1511102970586675,79.629972839173575,1.3898052093172359,8.0604156673353758E-2,4.6182779885944205,0.98428094932794474,0.17660977546579867,1.3932553140855837,79.827649281277857,null,{"$f":"IF(Z1657<0,0,epw!O1657*SIN(RADIANS(SolarPosition!Z1657)))+epw!P1657","v":123.63718049178038},38.888888888888886,0.14000000000000001,4.0451632128096859,4.0451632128096859,7.0542778626506972E-2,0.18739737806194148,0.40329432278731575,0.71,0.09,197.22222222222223,25,null,null,null,null,null,null,null,null,null,null,null,null,68.874999999999432,5.2632408470678698,{"$f":"(epw!G1661+273.15)^4*(5.67/(10^8))-epw!M1661","v":83.456065201315198}]
[43.462000000000003,{"$f":"A1674/180*PI()","v":0.75855499950177552},142.22399999999999,{"$f":"C1674/180*PI()","v":2.4822770753564147},70,0.41666666666666702,{"$f":"3.71+0.2596*K1674-INT((K1674+3)/4)","v":3.3152000000000008},70,65.724538879999997,{"$f":"I1674/180*PI()","v":1.1471096028110261},{"$f":"epw!A1674-1968","v":37},{"$f":"12.3901+0.0172*(K1674+I1674/360)","v":13.029640172413156},{"$f":"L1674/180*PI()","v":0.2274101213587312},{"$f":"I1674+1.914*SIN(J1674)+0.02*SIN(2*J1674)","v":67.484292811351551},{"$f":"N1674/180*PI()","v":1.1778231029380251},{"$f":"I1674-N1674","v":-1.759753931351554},{"$f":"P1674/180*PI()","v":-3.0713500126998881E-2},{"$f":"ATAN((0.043*SIN(2*(O1674+M1674)))/(1-0.043*COS(2*(O1674+M1674))))","v":1.3432590153961149E-2},{"$f":"R1674/PI()*180","v":0.76963072375095853},{"$f":"P1674-S1674","v":-2.5293846551025125},{"$f":"ASIN(COS(O1674+M1674)*SIN(-23.4393*PI()/180))","v":-6.5603833524643815E-2},{"$f":"U1674/PI()*180","v":-3.7588227808409505},{"$f":"(F1674*24-12)/12*180+(C1674-135)+T1674","v":-25.30538465510239},{"$f":"W1674/180*PI()","v":-0.44166228071518637},{"$f":"ASIN(SIN(B1674)*SIN(U1674)+COS(B1674)*COS(U1674)*COS(X1674))","v":0.65565106502188208},{"$f":"Y1674/PI()*180","v":37.566038859011357},{"$f":"COS(U1674)*SIN(X1674)/COS(Y1674)","v":-0.53809715047405038},{"$f":"(SIN(Y1674)*SIN(B1674)-SIN(U1674))/(COS(Y1674)*COS(B1674))","v":0.8428828249832282},{"$f":"IF(AA1674>0,PI()/2-ATAN(AB1674/AA1674),-PI()/2-ATAN(AB1674/AA1674))","v":-0.56817792901957098},{"$f":"AC1674/PI()*180","v":-32.554197345305077},null,{"$f":"IF(Z1674<0,0,epw!O1674*SIN(RADIANS(SolarPosition!Z1674)))+epw!P1674","v":409.75688677183894},550,{"$f":"AG1674*3.6/1000","v":1.98},37.291667423291877,{"$f":"IF(AH1674<=0,\"-\",IF(AI1674<3,3,AI1674))","v":37.291667423291877},0.60587270743450916,{"$f":"IF(AK1674=\"-\",\"-\", (0.5163+0.333*AK1674+0.00803*AK1674*AK1674)*(4.921)*AK1674)","v":2.149670979901825},{"$f":"IF(AK1674=\"-\",\"-\", AH1674/(4.921)/AK1674)","v":0.66409534465785414},2.31,0.57999999999999996,{"$f":"AN1674*1000/3.6","v":641.66666666666663},{"$f":"AO1674*1000/3.6","v":161.11111111111111},null,null,null,null,null,null,null,null,null,null,null,null,69.583333333332845,5.2361330211273049,{"$f":"(epw!G1678+273.15)^4*(5.67/(10^8))-epw!M1678","v":64.358049189010728}]
[43.462000000000003,0.75855499950177552,142.22399999999999,2.4822770753564147,71,0.625,3.3152000000000008,71,66.710138880000002,1.1643115679186824,{"$f":"epw!A1703-1968","v":37},13.029687262190933,0.22741094323039746,68.482705824920572,1.1952486973195633,-1.7725669449205697,-3.0937129400880916E-2,1.2057693501918074E-2,0.69085494832222349,-2.4634218932427929,-5.8743912828103984E-2,-3.3657782771347744,49.760578106757194,0.8684859256587194,0.44192514824416346,25.320445855083808,0.84302437969995225,0.53787535287602695,1.0028815173540635,57.460878296063861,null,{"$f":"IF(Z1703<0,0,epw!O1703*SIN(RADIANS(SolarPosition!Z1703)))+epw!P1703","v":358},475,1.71,24.667080625980329,24.667080625980329,0.41734502015511415,1.3486485010326537,0.83262128624703879,3.74,0.15,1038.8888888888889,41.666666666666664,null,null,null,null,null,null,null,null,null,null,null,null,70.791666666666316,5.1906884678978722,{"$f":"(epw!G1707+273.15)^4*(5.67/(10^8))-epw!M1707","v":88.797728776966665}]
[43.462000000000003,0.75855499950177552,142.22399999999999,2.4822770753564147,71,0.875,3.3152000000000008,71,66.710138880000002,1.1643115679186824,{"$f":"epw!A1709-1968","v":37},13.029687262190933,0.22741094323039746,68.482705824920572,1.1952486973195633,-1.7725669449205697,-3.0937129400880916E-2,1.2057693501918074E-2,0.69085494832222349,-2.4634218932427929,-5.8743912828103984E-2,-3.3657782771347744,139.76057810675721,2.4392822524536162,-0.63539265147784829,-36.405317263307559,0.80123975974981243,-0.59834341928031831,2.2122283136861385,126.75134569355892,null,{"$f":"IF(Z1709<0,0,epw!O1709*SIN(RADIANS(SolarPosition!Z1709)))+epw!P1709","v":0},0,0,-36.696893245646734,"-","-","-","-",0,0,0,0,null,null,null,null,null,null,null,null,null,null,null,null,71.041666666666345,5.1814132719296682,{"$f":"(epw!G1713+273.15)^4*(5.67/(10^8))-epw!M1713","v":83.168816474946425}]
[43.462000000000003,0.75855499950177552,142.22399999999999,2.4822770753564147,72,0.58333333333333404,3.3152000000000008,72,67.695738879999993,1.1815135330263384,{"$f":"epw!A1726-1968","v":37},13.029734351968711,0.22741176510206371,69.480581441356492,1.2126649123517381,-1.7848425613564984,-3.1151379325399804E-2,1.0670596226153245E-2,0.61138012864680458,-2.3962226900033032,-5.1872610041941825E-2,-2.9720816277311988,34.827777309996954,0.60785938521082072,0.59359812204444784,34.010667120038413,0.68804486831298761,0.72566814673662172,0.75879134894397449,43.475541825528275,null,{"$f":"IF(Z1726<0,0,epw!O1726*SIN(RADIANS(SolarPosition!Z1726)))+epw!P1726","v":597.71220731326173},275,0.99,33.338912635483702,33.338912635483702,0.54959033292280113,1.8978771089479805,0.3660519666737162,0.4,0.77,111.11111111111111,213.88888888888889,null,null,null,null,null,null,null,null,null,null,null,null,71.749999999999758,5.1553729466710347,{"$f":"(epw!G1730+273.15)^4*(5.67/(10^8))-epw!M1730","v":83.847807783408996}]
[43.462000000000003,0.75855499950177552,142.22399999999999,2.4822770753564147,73,0.75,3.3152000000000008,73,68.681338879999998,1.1987154981339945,{"$f":"epw!A1754-1968","v":37},13.02978144174649,0.22741258697372999,70.477916455642216,1.2300716920964487,-1.7965775756422175,-3.1356193962454169E-2,9.2728237430884566E-3,0.53129366464767092,-2.3278712402898885,-4.4991746434805781E-2,-2.5778371836371394,94.896128759710095,1.6562498942534241,-9.295868212722834E-2,-5.3261401549883818,0.99965887486976091,-2.6117693124085309E-2,1.59691699012476,91.496603766883311,null,{"$f":"IF(Z1754<0,0,epw!O1754*SIN(RADIANS(SolarPosition!Z1754)))+epw!P1754","v":81},0,0,-5.8392748069969889,"-","-","-","-",0,0,0,0,null,null,null,null,null,null,null,null,null,null,null,null,72.916666666666558,5.1132628589416678,{"$f":"(epw!G1758+273.15)^4*(5.67/(10^8))-epw!M1758","v":60.763744858502491}]
[43.462000000000003,0.75855499950177552,142.22399999999999,2.4822770753564147,74,4.1666666666666664E-2,3.3152000000000008,74,69.666938880000004,1.2159174632416507,{"$f":"epw!A1761-1968","v":37},13.029828531524267,0.22741340884539624,71.474707837479386,1.2474689836650115,-1.8077689574793823,-3.1551520423360589E-2,7.8659039304889555E-3,0.45068309727238282,-2.258452054751765,-3.8103134841235481E-2,-2.1831488126206731,-160.03445205475177,-2.7931281049804229,-0.78654260817174471,-45.065571855452987,-0.48309304234351291,-0.8755690220875163,-2.6374087616515611,-151.11239089345935,null,{"$f":"IF(Z1761<0,0,epw!O1761*SIN(RADIANS(SolarPosition!Z1761)))+epw!P1761","v":0},0,0,-44.831631089223009,"-","-","-","-",0,0,0,0,null,null,null,null,null,null,null,null,null,null,null,null,73.208333333333258,5.1028886226458932,{"$f":"(epw!G1765+273.15)^4*(5.67/(10^8))-epw!M1765","v":60.688843484942083}]
[43.462000000000003,0.75855499950177552,142.22399999999999,2.4822770753564147,74,0.75,3.3152000000000008,74,69.666938880000004,1.2159174632416507,{"$f":"epw!A1778-1968","v":37},13.029828531524267,0.22741340884539624,71.474707837479386,1.2474689836650115,-1.8077689574793823,-3.1551520423360589E-2,7.8659039304889555E-3,0.45068309727238282,-2.258452054751765,-3.8103134841235481E-2,-2.1831488126206731,94.965547945248218,1.6574614876051172,-8.9101562281642024E-2,-5.1051434667601336,0.99948870280661606,-3.1973941920691695E-2,1.6027757192259253,91.832284217690557,null,{"$f":"IF(Z1778<0,0,epw!O1778*SIN(RADIANS(SolarPosition!Z1778)))+epw!P1778","v":139},0,0,-5.6163134663080756,"-","-","-","-",0,0,0,0,null,null,null,null,null,null,null,null,null,null,null,null,73.916666666666671,5.0779520185549192,{"$f":"(epw!G1782+273.15)^4*(5.67/(10^8))-epw!M1782","v":59.785357777724641}]
[43.462000000000003,0.75855499950177552,142.22399999999999,2.4822770753564147,75,0.45833333333333398,3.3152000000000008,75,70.652538879999994,1.2331194283493068,{"$f":"epw!A1795-1968","v":37},13.029875621302045,0.22741423071706246,72.470952731661953,1.2648567372246795,-1.8184138516619583,-3.1737308875372933E-2,6.4513660210146276E-3,0.36963604509824527,-2.1880498967602038,-3.1208579806534058E-2,-1.7881199075116088,-9.964049896759974,-0.1739054775314626,0.76573983327398387,43.873660651650596,-0.23991291060422423,0.9707944145520252,-0.2422761406327314,-13.881400334973504,null,{"$f":"IF(Z1795<0,0,epw!O1795*SIN(RADIANS(SolarPosition!Z1795)))+epw!P1795","v":287},663.88888888888891,2.39,43.434535532534262,43.434535532534262,0.68752533520389558,2.5342417203100243,0.70640835864520812,2.65,0.56999999999999995,736.11111111111109,158.33333333333334,null,null,null,null,null,null,null,null,null,null,null,null,74.625000000000085,5.0533838457468647,{"$f":"(epw!G1799+273.15)^4*(5.67/(10^8))-epw!M1799","v":87.291373723637719}]
[{"$f":"A1802","v":43.462000000000003},0.75855499950177552,{"$f":"C1802","v":142.22399999999999},2.4822770753564147,75,0.79166666666666696,3.3152000000000008,75,{"$f":"0.9856*(H1803-G1803)","v":70.652538879999994},1.2331194283493068,{"$f":"epw!A1803-1968","v":37},13.029875621302045,0.22741423071706246,72.470952731661953,1.2648567372246795,-1.8184138516619583,-3.1737308875372933E-2,6.4513660210146276E-3,0.36963604509824527,-2.1880498967602038,-3.1208579806534058E-2,-1.7881199075116088,110.0359501032399,1.9204896248617307,-0.2734134030741891,-15.665434058460244,0.97524604742639065,-0.22112247054336651,1.7937616087924491,102.77496963640399,null,{"$f":"IF(Z1803<0,0,epw!O1803*SIN(RADIANS(SolarPosition!Z1803)))+epw!P1803","v":56},0,0,-16.113174903992252,"-","-","-","-",0,0,0,0,null,null,null,null,null,null,null,null,null,null,null,null,74.958333333333456,5.0419508804877973,{"$f":"(epw!G1807+273.15)^4*(5.67/(10^8))-epw!M1807","v":67.040688177372488}]
[43.462000000000003,0.75855499950177552,142.22399999999999,2.4822770753564147,76,0.91666666666666696,3.3152000000000008,76,71.63813888,1.250321393456963,{"$f":"epw!A1830-1968","v":37},13.029922711079822,0.22741505258872871,73.466648458380931,1.2822349060039635,-1.8285095783809311,-3.1913512547000575E-2,5.0307395194794319E-3,0.28824014229584322,-2.1167497206767742,-2.4309877743438364E-2,-1.3928533951780318,155.10725027932332,2.7071322110890863,-0.74086309799641414,-42.448328712181649,0.5702730321090429,-0.82145521414691725,2.534754460573633,145.23073269282881,null,{"$f":"IF(Z1830<0,0,epw!O1830*SIN(RADIANS(SolarPosition!Z1830)))+epw!P1830","v":0},0,0,-42.608278008793889,"-","-","-","-",0,0,0,0,null,null,null,null,null,null,null,null,null,null,null,null,76.083333333333584,5.0039779245130287,{"$f":"(epw!G1834+273.15)^4*(5.67/(10^8))-epw!M1834","v":85.79216524644022}]
[43.462000000000003,0.75855499950177552,142.22399999999999,2.4822770753564147,77,0.625,3.3152000000000008,77,72.623738880000005,1.2675233585646191,{"$f":"epw!A1847-1968","v":37},13.0299698008576,0.22741587446039499,74.46179251346112,1.2996034462967605,-1.8380536334611151,-3.2080087732141473E-2,3.6055531421094137E-3,0.20658297785300214,-2.0446366113141172,-1.7408817099226752E-2,-0.99745174610087328,50.179363388685871,0.87579510768726754,0.46986647145898186,26.921365749303813,0.86127386012491014,0.50814106099147016,1.0377712741402467,59.45991410815008,null,{"$f":"IF(Z1847<0,0,epw!O1847*SIN(RADIANS(SolarPosition!Z1847)))+epw!P1847","v":326},205.55555555555554,0.74,26.273319352186792,26.273319352186792,0.44265368031170677,1.4491722652273151,0.33971464948339003,0.34,0.59,94.444444444444443,163.88888888888889,null,null,null,null,null,null,null,null,null,null,null,null,76.791666666666998,4.9805591564016822,{"$f":"(epw!G1851+273.15)^4*(5.67/(10^8))-epw!M1851","v":69.837141721475177}]
[43.462000000000003,0.75855499950177552,142.22399999999999,2.4822770753564147,77,0.875,3.3152000000000008,77,72.623738880000005,1.2675233585646191,{"$f":"epw!A1853-1968","v":37},13.0299698008576,0.22741587446039499,74.46179251346112,1.2996034462967605,-1.8380536334611151,-3.2080087732141473E-2,3.6055531421094137E-3,0.20658297785300214,-2.0446366113141172,-1.7408817099226752E-2,-0.99745174610087328,140.17936338868589,2.4465914344821642,-0.60573493277947699,-34.706055151904657,0.7788613289767512,-0.62719616566475389,2.2487443827427196,128.84356233490928,null,{"$f":"IF(Z1853<0,0,epw!O1853*SIN(RADIANS(SolarPosition!Z1853)))+epw!P1853","v":0},0,0,-34.98288265495691,"-","-","-","-",0,0,0,0,null,null,null,null,null,null,null,null,null,null,null,null,77.041666666667027,4.9723849529970625,{"$f":"(epw!G1857+273.15)^4*(5.67/(10^8))-epw!M1857","v":50.954421581303109}]
[43.462000000000003,0.75855499950177552,142.22399999999999,2.4822770753564147,79,8.3333333333333329E-2,3.3152000000000008,79,74.594938880000001,1.3019272887799311,{"$f":"epw!A1882-1968","v":37},13.030063980413155,0.22741751820372749,76.450416471120917,1.3343114819419644,-1.8554775911209163,-3.2384193162033094E-2,7.476054574472212E-4,4.2834637452673033E-2,-1.8983122285735894,-3.6067350942724577E-3,-0.20665069872353092,-144.6743122285736,-2.5250430914469044,-0.63685110746920282,-36.488880636217743,-0.71920353726202235,-0.69479944731540677,-2.3389373361581458,-134.01123790743324,null,{"$f":"IF(Z1882<0,0,epw!O1882*SIN(RADIANS(SolarPosition!Z1882)))+epw!P1882","v":0},0,0,-36.207772599122968,"-","-","-","-",0,0,0,0,null,null,null,null,null,null,null,null,null,null,null,null,78.250000000000497,4.933553557945916,{"$f":"(epw!G1886+273.15)^4*(5.67/(10^8))-epw!M1886","v":59.239209932107656}]
[43.462000000000003,0.75855499950177552,142.22399999999999,2.4822770753564147,79,0.79166666666666696,3.3152000000000008,79,74.594938880000001,1.3019272887799311,{"$f":"epw!A1899-1968","v":37},13.030063980413155,0.22741751820372749,76.450416471120917,1.3343114819419644,-1.8554775911209163,-3.2384193162033094E-2,7.476054574472212E-4,4.2834637452673033E-2,-1.8983122285735894,-3.6067350942724577E-3,-0.20665069872353092,110.32568777142652,1.9255465011386377,-0.25743515985265686,-14.749948157832931,0.96968193150753101,-0.2443705213560422,1.8176668062557706,104.14463655947917,null,{"$f":"IF(Z1899<0,0,epw!O1899*SIN(RADIANS(SolarPosition!Z1899)))+epw!P1899","v":41},0,0,-15.18874024991546,"-","-","-","-",0,0,0,0,null,null,null,null,null,null,null,null,null,null,null,null,78.958333333333911,4.9113167685927621,{"$f":"(epw!G1903+273.15)^4*(5.67/(10^8))-epw!M1903","v":74.372198287984077}]
[43.462000000000003,0.75855499950177552,142.22399999999999,2.4822770753564147,80,0.5,3.3152000000000008,80,75.580538879999992,1.3191292538875872,{"$f":"epw!A1916-1968","v":37},13.030111070190934,0.22741834007539372,77.443892244707556,1.3516509052298491,-1.8633533647075637,-3.2521651342261697E-2,-6.8211163390550112E-4,-3.9082117779557925E-2,-1.8242712469280058,3.2907475757751317E-3,0.18854594753482212,5.399728753071984,9.4243045455713992E-2,0.81084494959291731,46.457993451172136,0.13660179366367317,0.99062603941541261,0.13703023384408408,7.8512540649567528,null,{"$f":"IF(Z1916<0,0,epw!O1916*SIN(RADIANS(SolarPosition!Z1916)))+epw!P1916","v":713.29769362312209},227.7777777777778,0.82000000000000006,45.874635681192316,45.874635681192316,0.71781815316042807,2.6827425709559312,0.23213789938035206,0.09,0.76,25,211.11111111111111,null,null,null,null,null,null,null,null,null,null,null,null,79.666666666667325,4.8894731853628208,{"$f":"(epw!G1920+273.15)^4*(5.67/(10^8))-epw!M1920","v":66.17501514813415}]
[43.462000000000003,0.75855499950177552,142.22399999999999,2.4822770753564147,80,0.66666666666666696,3.3152000000000008,80,75.580538879999992,1.3191292538875872,{"$f":"epw!A1920-1968","v":37},13.030111070190934,0.22741834007539372,77.443892244707556,1.3516509052298491,-1.8633533647075637,-3.2521651342261697E-2,-6.8211163390550112E-4,-3.9082117779557925E-2,-1.8242712469280058,3.2907475757751317E-3,0.18854594753482212,65.399728753072097,1.1414405966523136,0.30932369577761637,17.722942271446062,0.95453160546826499,0.29810973510131566,1.2680845930783489,72.655895248953797,null,{"$f":"IF(Z1920<0,0,epw!O1920*SIN(RADIANS(SolarPosition!Z1920)))+epw!P1920","v":362.61528913435637},72.222222222222214,0.26,17.119734212212613,17.119734212212613,0.294369508684862,0.89091453346468663,0.17948458694972158,0.05,0.25,13.888888888888889,69.444444444444443,null,null,null,null,null,null,null,null,null,null,null,null,79.833333333334011,4.8843910157475809,{"$f":"(epw!G1924+273.15)^4*(5.67/(10^8))-epw!M1924","v":63.550314229104629}]
[43.462000000000003,0.75855499950177552,142.22399999999999,2.4822770753564147,81,0.29166666666666702,3.3152000000000008,81,76.566138879999997,1.3363312189952434,{"$f":"epw!A1935-1968","v":37},13.030158159968712,0.22741916194706002,78.436808088675988,1.3689805559023163,-1.8706692086759915,-3.2649336907072925E-2,-2.1103021647255449E-3,-0.12091140753609515,-1.7497578011398964,1.0183511059397682E-2,0.58347220432828495,-69.525757801139761,-1.213453388574022,0.26393086034980262,15.122124381300413,-0.97038342674392131,0.24156987622782067,-1.3268130110791629,-76.020785737880573,null,{"$f":"IF(Z1935<0,0,epw!O1935*SIN(RADIANS(SolarPosition!Z1935)))+epw!P1935","v":0},163.88888888888889,0.59,15.235669880338651,15.235669880338651,0.26278990542730485,0.78155640707499496,0.45623643809945497,0.92,0.35,255.55555555555554,97.222222222222214,null,null,null,null,null,null,null,null,null,null,null,null,80.458333333334082,4.8655290772140951,{"$f":"(epw!G1939+273.15)^4*(5.67/(10^8))-epw!M1939","v":54.767645906407211}]
[43.462000000000003,0.75855499950177552,142.22399999999999,2.4822770753564147,81,0,3.3152000000000008,81,76.566138879999997,1.3363312189952434,{"$f":"epw!A1952-1968","v":37},13.030158159968712,0.22741916194706002,78.436808088675988,1.3689805559023163,-1.8706692086759915,-3.2649336907072925E-2,-2.1103021647255449E-3,-0.12091140753609515,-1.7497578011398964,1.0183511059397682E-2,0.58347220432828495,-174.52575780113992,-3.0460491031680705,-0.79730814119863958,-45.682391462102764,-0.13654237144764039,-0.99063423159077979,-3.004622404006116,-172.15218278000177,null,{"$f":"IF(Z1952<0,0,epw!O1952*SIN(RADIANS(SolarPosition!Z1952)))+epw!P1952","v":0},0,0,-45.552448211498465,"-","-","-","-",0,0,0,0,null,null,null,null,null,null,null,null,null,null,null,null,81.166666666667496,4.8445288138514577,{"$f":"(epw!G1956+273.15)^4*(5.67/(10^8))-epw!M1956","v":49.636979182266941}]
[43.462000000000003,0.75855499950177552,142.22399999999999,2.4822770753564147,82,0.75,3.3152000000000008,82,77.551738880000002,1.3535331841028997,{"$f":"epw!A1970-1968","v":37},13.030205249746489,0.22741998381872625,79.429162378229606,1.3863004056013162,-1.8774234982296036,-3.2767221498416516E-2,-3.5354566253751603E-3,-0.20256674328556129,-1.6748567549440423,1.7069803957254812E-2,0.97802772386641179,95.549143245055944,1.6676471470859253,-5.8469246089822492E-2,-3.3500410322586207,0.99687211581656454,-7.9031542484034809E-2,1.6499103730169284,94.532900948725342,null,{"$f":"IF(Z1970<0,0,epw!O1970*SIN(RADIANS(SolarPosition!Z1970)))+epw!P1970","v":95},0,0,-3.844720126832101,"-","-","-","-",0,0,0,0,null,null,null,null,null,null,null,null,null,null,null,null,81.916666666667581,4.8227327108771449,{"$f":"(epw!G1974+273.15)^4*(5.67/(10^8))-epw!M1974","v":73.755779924327044}]
[43.462000000000003,0.75855499950177552,142.22399999999999,2.4822770753564147,83,0.45833333333333398,3.3152000000000008,83,78.537338879999993,1.3707351492105557,{"$f":"epw!A1987-1968","v":37},13.030252339524267,0.2274208056903925,80.420953664231064,1.4036104290346303,-1.8836147842310709,-3.2875279824074753E-2,-4.9560722954902787E-3,-0.28396202549330679,-1.599652758737764,2.3947881687125538E-2,1.3721125489509267,-9.3756527587375338,-0.16363601016365953,0.82184151634930258,47.088050315446878,-0.23919269957210684,0.97097211724714705,-0.24153433054661,-13.838897747838512,null,{"$f":"IF(Z1987<0,0,epw!O1987*SIN(RADIANS(SolarPosition!Z1987)))+epw!P1987","v":288},541.66666666666663,1.95,46.648396704915733,46.648396704915733,0.72715478204932393,2.7291499122672591,0.54494714517305221,1.19,1.08,330.55555555555554,300,null,null,null,null,null,null,null,null,null,null,null,null,82.625000000000995,4.8025657698504016,{"$f":"(epw!G1991+273.15)^4*(5.67/(10^8))-epw!M1991","v":70.350353631716928}]
[43.462000000000003,0.75855499950177552,142.22399999999999,2.4822770753564147,84,0.16666666666666699,3.3152000000000008,84,79.522938879999998,1.3879371143182118,{"$f":"epw!A2004-1968","v":37},13.030299429302044,0.22742162756205875,81.412180672980824,1.4209106039720083,-1.8892417929808261,-3.2973489653796512E-2,-6.3706541999293213E-3,-0.36501159839324226,-1.5242301945875838,3.0816006280039963E-2,1.7656271012949298,-114.30023019458747,-1.9949153526829904,-0.28104152867763571,-16.10249346113342,-0.94816831940755231,-0.31776852907715364,-1.8941714286334954,-108.5280285349649,null,{"$f":"IF(Z2004<0,0,epw!O2004*SIN(RADIANS(SolarPosition!Z2004)))+epw!P2004","v":0},0,0,-15.826058174556842,"-","-","-","-",0,0,0,0,null,null,null,null,null,null,null,null,null,null,null,null,83.333333333334409,4.7828082037264394,{"$f":"(epw!G2008+273.15)^4*(5.67/(10^8))-epw!M2008","v":82.955449985440225}]
[43.462000000000003,0.75855499950177552,142.22399999999999,2.4822770753564147,84,0.875,3.3152000000000008,84,79.522938879999998,1.3879371143182118,{"$f":"epw!A2021-1968","v":37},13.030299429302044,0.22742162756205875,81.412180672980824,1.4209106039720083,-1.8892417929808261,-3.2973489653796512E-2,-6.3706541999293213E-3,-0.36501159839324226,-1.5242301945875838,3.0816006280039963E-2,1.7656271012949298,140.69976980541242,2.4556742399025482,-0.57069179844386198,-32.698231453563935,0.75230256726728961,-0.65881776485083121,2.2900425152573218,131.20977102976798,null,{"$f":"IF(Z2021<0,0,epw!O2021*SIN(RADIANS(SolarPosition!Z2021)))+epw!P2021","v":0},0,0,-32.957170798242423,"-","-","-","-",0,0,0,0,null,null,null,null,null,null,null,null,null,null,null,null,84.041666666667822,4.7634629500022498,{"$f":"(epw!G2025+273.15)^4*(5.67/(10^8))-epw!M2025","v":68.56834241109226}]
[43.462000000000003,0.75855499950177552,142.22399999999999,2.4822770753564147,85,0.5,3.3152000000000008,85,80.508538880000003,1.405139079425868,{"$f":"epw!A2036-1968","v":37},13.030346519079822,0.22742244943372503,82.402842305933149,1.4382009112402099,-1.8943034259331455,-3.3061831814341927E-2,-7.7777160567523342E-3,-0.44563030430304179,-1.4486731216301036,3.7672446176103033E-2,2.1584721698244609,5.7753268783698859,0.1007984694064806,0.84435355304293624,48.377895006235732,0.15139151889160529,0.98847387826269439,0.15197586624395987,8.7075757236236146,null,{"$f":"IF(Z2036<0,0,epw!O2036*SIN(RADIANS(SolarPosition!Z2036)))+epw!P2036","v":654.51211541753094},791.66666666666663,2.85,47.791354202629066,47.791354202629066,0.74070322680769662,2.7970267839067109,0.78189287988742584,3.39,0.34,941.66666666666663,94.444444444444443,null,null,null,null,null,null,null,null,null,null,null,null,84.666666666667894,4.746738309556406,{"$f":"(epw!G2040+273.15)^4*(5.67/(10^8))-epw!M2040","v":89.297276759003637}]
[43.462000000000003,0.75855499950177552,142.22399999999999,2.4822770753564147,86,0.33333333333333398,3.3152000000000008,86,81.494138879999994,1.4223410445335238,{"$f":"epw!A2056-1968","v":37},13.030393608857601,0.22742327130539128,83.392937639350833,1.4554813347169797,-1.8987987593508393,-3.3140290183455615E-2,-9.1757812189259148E-3,-0.52573353757986097,-1.3730652217709785,4.4515476021199395E-2,2.5505488990305438,-54.149065221770748,-0.94507947499705303,0.472701502048748,27.083801036887898,-0.90947177090781972,0.41576567669998293,-1.1420117940085492,-65.432455950853424,null,{"$f":"IF(Z2056<0,0,epw!O2056*SIN(RADIANS(SolarPosition!Z2056)))+epw!P2056","v":43.423456271987462},422.22222222222223,1.52,27.112542492239051,27.112542492239051,0.45573977083106826,1.501998524812185,0.67775587879251242,2.65,0.31,736.11111111111109,86.111111111111114,null,null,null,null,null,null,null,null,null,null,null,null,85.500000000001322,4.7249449545114608,{"$f":"(epw!G2060+273.15)^4*(5.67/(10^8))-epw!M2060","v":78.713558395095276}]
[43.462000000000003,0.75855499950177552,142.22399999999999,2.4822770753564147,87,4.1666666666666664E-2,3.3152000000000008,87,82.479738879999999,1.4395430096411803,{"$f":"epw!A2073-1968","v":37},13.030440698635378,0.22742409317705753,84.382465923899147,1.472751861323959,-1.9027270438991479,-3.3208851682778817E-2,-1.0563383611414082E-2,-0.60523729831168849,-1.2974897455874594,5.1343376465746493E-2,2.9417587774385909,-159.07348974558747,-2.7763561486979382,-0.6967894817604009,-39.923096513978827,-0.46511475675903263,-0.88525039567626607,-2.6578284148084137,-152.28235083846798,null,{"$f":"IF(Z2073<0,0,epw!O2073*SIN(RADIANS(SolarPosition!Z2073)))+epw!P2073","v":0},0,0,-39.693037667504491,"-","-","-","-",0,0,0,0,null,null,null,null,null,null,null,null,null,null,null,null,86.208333333334735,4.7068784825195742,{"$f":"(epw!G2077+273.15)^4*(5.67/(10^8))-epw!M2077","v":71.843255846255943}]
[43.462000000000003,0.75855499950177552,142.22399999999999,2.4822770753564147,87,0.625,3.3152000000000008,87,82.479738879999999,1.4395430096411803,{"$f":"epw!A2087-1968","v":37},13.030440698635378,0.22742409317705753,84.382465923899147,1.472751861323959,-1.9027270438991479,-3.3208851682778817E-2,-1.0563383611414082E-2,-0.60523729831168849,-1.2974897455874594,5.1343376465746493E-2,2.9417587774385909,50.926510254412527,0.8888352804901537,0.51461822125818935,29.485452138623831,0.8906746463441424,0.45464125897210073,1.0988269285812242,62.958145423027283,null,{"$f":"IF(Z2087<0,0,epw!O2087*SIN(RADIANS(SolarPosition!Z2087)))+epw!P2087","v":562.50867104003191},358.33333333333331,1.29,28.849577231149407,28.849577231149407,0.48251174948759129,1.6118791652904016,0.5432859228145096,1.36,0.63,377.77777777777777,175,null,null,null,null,null,null,null,null,null,null,null,null,86.791666666668135,4.6923181622815857,{"$f":"(epw!G2091+273.15)^4*(5.67/(10^8))-epw!M2091","v":77.677298523672903}]
[43.462000000000003,0.75855499950177552,142.22399999999999,2.4822770753564147,88,0.5,3.3152000000000008,88,83.465338880000004,1.4567449747488364,{"$f":"epw!A2108-1968","v":37},13.030487788413156,0.22742491504872381,85.371426584180185,1.4900124810185602,-1.9060877041801803,-3.3267506269723829E-2,-1.1939068665276791E-2,-0.68405824583724906,-1.2220294583429312,5.8154433966655962E-2,3.3320036262616251,6.0019705416570588,0.10475414755962316,0.86425530577601362,49.51818144275402,0.16078993295659452,0.98698865113020129,0.16149094741258763,9.2527497163103938,null,{"$f":"IF(Z2108<0,0,epw!O2108*SIN(RADIANS(SolarPosition!Z2108)))+epw!P2108","v":564.98666429693753},716.66666666666663,2.58,48.930239380465046,48.930239380465046,0.75391023470627982,2.8638031487031723,0.69541923964287033,2.42,0.76,672.22222222222217,211.11111111111111,null,null,null,null,null,null,null,null,null,null,null,null,87.666666666668235,4.6710195504159726,{"$f":"(epw!G2112+273.15)^4*(5.67/(10^8))-epw!M2112","v":87.621558061846258}]
[43.462000000000003,0.75855499950177552,142.22399999999999,2.4822770753564147,89,0.20833333333333401,3.3152000000000008,89,84.450938879999995,1.4739469398564924,{"$f":"epw!A2125-1968","v":37},13.030534878190934,0.22742573692039006,86.359819218208315,1.5072631867848105,-1.9088803382083199,-3.3316246928318097E-2,-1.3301394250350885E-2,-0.76211375218468524,-1.1467665860236347,6.4946940593643379E-2,3.7211855883026468,-98.922766586023414,-1.7265279821079391,-6.7749080896178149E-2,-3.8817364012414006,-0.9880822670705135,-0.15392671470798813,-1.7253374573063183,-98.854554539484909,null,{"$f":"IF(Z2125<0,0,epw!O2125*SIN(RADIANS(SolarPosition!Z2125)))+epw!P2125","v":0},0,0,-3.6329193465577747,"-","-","-","-",0,0,0,0,null,null,null,null,null,null,null,null,null,null,null,null,88.375000000001648,4.6542569895042103,{"$f":"(epw!G2129+273.15)^4*(5.67/(10^8))-epw!M2129","v":63.79216524644022}]
[43.462000000000003,0.75855499950177552,142.22399999999999,2.4822770753564147,89,0.91666666666666696,3.3152000000000008,89,84.450938879999995,1.4739469398564924,{"$f":"epw!A2142-1968","v":37},13.030534878190934,0.22742573692039006,86.359819218208315,1.5072631867848105,-1.9088803382083199,-3.3316246928318097E-2,-1.3301394250350885E-2,-0.76211375218468524,-1.1467665860236347,6.4946940593643379E-2,3.7211855883026468,156.07723341397647,2.7240616104775994,-0.66547652364974164,-38.128996170168108,0.51441425389193374,-0.85754182136663482,2.6012681969160463,149.041689064895,null,{"$f":"IF(Z2142<0,0,epw!O2142*SIN(RADIANS(SolarPosition!Z2142)))+epw!P2142","v":0},0,0,-38.258222763148595,"-","-","-","-",0,0,0,0,null,null,null,null,null,null,null,null,null,null,null,null,89.083333333335062,4.6379258536097634,{"$f":"(epw!G2146+273.15)^4*(5.67/(10^8))-epw!M2146","v":74.304723693533958}]
[43.462000000000003,0.75855499950177552,142.22399999999999,2.4822770753564147,90,0.375,3.3152000000000008,90,85.436538880000001,1.4911489049641484,{"$f":"epw!A2153-1968","v":37},13.030581967968711,0.22742655879205628,87.347643596828121,1.524503974623193,-1.9111047168281203,-3.3355069659044584E-2,-1.4648931608039022E-2,-0.8393219555164263,-1.0717827613116939,7.1719193841024265E-2,4.109207117171338,-38.847782761311706,-0.67802171628438368,0.66001184262030232,37.815893010796032,-0.79196575350946763,0.61056551267507875,-0.91402187021703096,-52.36959554609016,null,{"$f":"IF(Z2153<0,0,epw!O2153*SIN(RADIANS(SolarPosition!Z2153)))+epw!P2153","v":57},94.444444444444443,0.34,37.728326334795845,37.728326334795845,0.61191813670286754,2.1773605553929465,0.11290995297393133,0.01,0.33,2.7777777777777777,91.666666666666671,null,null,null,null,null,null,null,null,null,null,null,null,89.541666666668448,4.6275896866335362,{"$f":"(epw!G2157+273.15)^4*(5.67/(10^8))-epw!M2157","v":52.755779924327044}]
[43.462000000000003,0.75855499950177552,142.22399999999999,2.4822770753564147,91,0.375,3.3152000000000008,91,86.422138879999991,1.5083508700718045,{"$f":"epw!A2177-1968","v":37},13.03062905774649,0.22742738066372253,88.334899663075333,1.5417348435394942,-1.9127607830753419,-3.3383973467689745E-2,-1.5980266285673297E-2,-0.91560181366428028,-0.99715896941106164,7.8469496446114451E-2,4.4959709668791703,-38.773158969411071,-0.67671928541539461,0.66627360537679048,38.17466558905501,-0.79415798281212635,0.60771136103891843,-0.91762076794512659,-52.575797196809248,null,{"$f":"IF(Z2177<0,0,epw!O2177*SIN(RADIANS(SolarPosition!Z2177)))+epw!P2177","v":314.30799258657623},622.22222222222217,2.2400000000000002,38.08979802614428,38.08979802614428,0.61689574525714752,2.2002531356968213,0.73787513958239381,3.08,0.34,855.55555555555554,94.444444444444443,null,null,null,null,null,null,null,null,null,null,null,null,90.541666666668561,4.6056716642061559,{"$f":"(epw!G2181+273.15)^4*(5.67/(10^8))-epw!M2181","v":66.109248553856162}]
[43.462000000000003,0.75855499950177552,142.22399999999999,2.4822770753564147,91,0.41666666666666702,3.3152000000000008,91,86.422138879999991,1.5083508700718045,{"$f":"epw!A2178-1968","v":37},13.03062905774649,0.22742738066372253,88.334899663075333,1.5417348435394942,-1.9127607830753419,-3.3383973467689745E-2,-1.5980266285673297E-2,-0.91560181366428028,-0.99715896941106164,7.8469496446114451E-2,4.4959709668791703,-23.77315896941094,-0.41491989761624282,0.79822846027198679,45.735121860810949,-0.5757732668246911,0.81760940870933163,-0.61354959901365125,-35.153802545426231,null,{"$f":"IF(Z2178<0,0,epw!O2178*SIN(RADIANS(SolarPosition!Z2178)))+epw!P2178","v":501.85933069816133},730.55555555555554,2.63,45.485300707976428,45.485300707976428,0.71307060668046773,2.6592603543246902,0.74949691327584522,3.11,0.41,863.88888888888891,113.88888888888889,null,null,null,null,null,null,null,null,null,null,null,null,90.583333333335233,4.6047773416156854,{"$f":"(epw!G2182+273.15)^4*(5.67/(10^8))-epw!M2182","v":77.05873456353396}]
[43.462000000000003,0.75855499950177552,142.22399999999999,2.4822770753564147,92,0.45833333333333398,3.3152000000000008,92,87.407738879999997,1.5255528351794607,{"$f":"epw!A2203-1968","v":37},13.030676147524266,0.22742820253538878,89.321587531482123,1.5589557955326772,-1.9138486514821267,-3.3402960353216563E-2,-1.7293999073858677E-2,-0.99087315783525665,-0.92297549364687004,8.5196156215346763E-2,4.8813801818766258,-8.6989754936466408,-0.15182576391443295,0.88420647072868985,50.661298990911696,-0.23772483339496006,0.97133254016703152,-0.24002286231005487,-13.752296997015822,null,{"$f":"IF(Z2203<0,0,epw!O2203*SIN(RADIANS(SolarPosition!Z2203)))+epw!P2203","v":304},461.11111111111114,1.6600000000000001,50.225679504259297,50.225679504259297,0.76857033840123479,2.9386325552568371,0.43890558112836947,0.6,1.2,166.66666666666666,333.33333333333331,null,null,null,null,null,null,null,null,null,null,null,null,91.625000000002018,4.582913904871381,{"$f":"(epw!G2207+273.15)^4*(5.67/(10^8))-epw!M2207","v":86.206128839043913}]
[43.462000000000003,0.75855499950177552,142.22399999999999,2.4822770753564147,92,0.875,3.3152000000000008,92,87.407738879999997,1.5255528351794607,{"$f":"epw!A2213-1968","v":37},13.030676147524266,0.22742820253538878,89.321587531482123,1.5589557955326772,-1.9138486514821267,-3.3402960353216563E-2,-1.7293999073858677E-2,-0.99087315783525665,-0.92297549364687004,8.5196156215346763E-2,4.8813801818766258,141.30102450635312,2.4661681140770573,-0.53040255111784751,-30.389827622024566,0.72218696065349208,-0.69169790650403973,2.3346338028283,133.76466361063919,null,{"$f":"IF(Z2213<0,0,epw!O2213*SIN(RADIANS(SolarPosition!Z2213)))+epw!P2213","v":0},0,0,-30.62762503894772,"-","-","-","-",0,0,0,0,null,null,null,null,null,null,null,null,null,null,null,null,92.041666666668732,4.5744358094523001,{"$f":"(epw!G2217+273.15)^4*(5.67/(10^8))-epw!M2217","v":78.892695131966207}]
[43.462000000000003,0.75855499950177552,142.22399999999999,2.4822770753564147,93,0.58333333333333404,3.3152000000000008,93,88.393338880000002,1.542754800287117,{"$f":"epw!A2230-1968","v":37},13.030723237302045,0.22742902440705506,90.307707487327775,1.576166835581805,-1.9143686073277735,-3.3412035294688093E-2,-1.8588746948133433E-2,-1.0650567465647351,-0.84931186076303833,9.1897485859209566E-2,5.2653380875958717,36.374688139237222,0.63485807241581915,0.70110941486923917,40.170610448894088,0.77285679692202702,0.63458046885436392,0.88333075948307238,50.611124432465672,null,{"$f":"IF(Z2230<0,0,epw!O2230*SIN(RADIANS(SolarPosition!Z2230)))+epw!P2230","v":707.76415733274121},88.888888888888886,0.32,39.510053169764575,39.510053169764575,0.63621360043937536,2.2899018064811663,0.10221006499008743,0.01,0.31,2.7777777777777777,86.111111111111114,null,null,null,null,null,null,null,null,null,null,null,null,92.750000000002146,4.5603753062224257,{"$f":"(epw!G2234+273.15)^4*(5.67/(10^8))-epw!M2234","v":40.753024481204704}]
[43.462000000000003,0.75855499950177552,142.22399999999999,2.4822770753564147,94,0.29166666666666702,3.3152000000000008,94,89.378938879999993,1.559956765394773,{"$f":"epw!A2247-1968","v":37},13.030770327079823,0.22742984627872131,91.293259985835519,1.5933679716320215,-1.9143211058355263,-3.3411206237248768E-2,-1.9863144016207892E-2,-1.138074319989248,-0.77624678584627826,9.8571802837094685E-2,5.6477482815611992,-68.552246785846151,-1.1964624160527155,0.33822032311074901,19.378597059796935,-0.98185884066322138,0.18961333553174764,-1.3800280038629795,-79.069780231212405,null,{"$f":"IF(Z2247<0,0,epw!O2247*SIN(RADIANS(SolarPosition!Z2247)))+epw!P2247","v":0},177.77777777777777,0.64,19.521336541790703,19.521336541790703,0.33415786908354328,1.0334523255998884,0.38920186812795649,0.55000000000000004,0.46,152.77777777777777,127.77777777777777,null,null,null,null,null,null,null,null,null,null,null,null,{"$f":"BD2246+1/24","v":93.45833333333556},4.5467601860632234,{"$f":"(epw!G2251+273.15)^4*(5.67/(10^8))-epw!M2251","v":42.856788477514669}]
[43.462000000000003,0.75855499950177552,142.22399999999999,2.4822770753564147,95,0.25,3.3152000000000008,95,90.364538879999998,1.5771587305024288,{"$f":"epw!A2270-1968","v":37},13.0308174168576,0.22743066815038754,92.278245651317192,1.6105592145796241,-1.9137067713171945,-3.3400484077195224E-2,-2.1115842471965449E-2,-1.2098486545067115,-0.70385811681048294,0.10521742921314647,6.0285146251297874,-83.47985811681049,-1.4569983832360562,0.15482468205856326,8.8708008464105124,-0.99999892529141288,1.4660886804761688E-3,-1.5693302375892142,-89.915999276124708,null,{"$f":"IF(Z2270<0,0,epw!O2270*SIN(RADIANS(SolarPosition!Z2270)))+epw!P2270","v":0},52.777777777777779,0.19,9.0830089127564637,9.0830089127564637,0.15786524232934446,0.44208420709117074,0.24457593096705152,0.15,0.17,41.666666666666664,47.222222222222221,null,null,null,null,null,null,null,null,null,null,null,null,94.416666666669002,4.5290522342301971,{"$f":"(epw!G2274+273.15)^4*(5.67/(10^8))-epw!M2274","v":64.390214245441655}]
[43.462000000000003,0.75855499950177552,142.22399999999999,2.4822770753564147,95,0.75,3.3152000000000008,95,90.364538879999998,1.5771587305024288,{"$f":"epw!A2282-1968","v":37},13.0308174168576,0.22743066815038754,92.278245651317192,1.6105592145796241,-1.9137067713171945,-3.3400484077195224E-2,-2.1115842471965449E-2,-1.2098486545067115,-0.70385811681048294,0.10521742921314647,6.0285146251297874,96.52014188318951,1.6845942703537369,-9.7214431109292239E-3,-0.55699766103277393,0.98808420913859807,-0.15391424771914691,1.7253248399595602,98.853831618767018,null,{"$f":"IF(Z2282<0,0,epw!O2282*SIN(RADIANS(SolarPosition!Z2282)))+epw!P2282","v":41},11.111111111111111,0.04,-1.0227212247552986,3,5.2335956242943828E-2,0.13746473821734803,0.155312518669355,0.04,0.04,11.111111111111111,11.111111111111111,null,null,null,null,null,null,null,null,null,null,null,null,94.916666666669059,4.5201400221753447,{"$f":"(epw!G2286+273.15)^4*(5.67/(10^8))-epw!M2286","v":37.886178302494898}]
[43.462000000000003,0.75855499950177552,142.22399999999999,2.4822770753564147,96,0.45833333333333398,3.3152000000000008,96,91.350138880000003,1.5943606956100853,{"$f":"epw!A2299-1968","v":37},13.030864506635378,0.22743149002205384,93.262665276266077,1.6277405782562302,-1.9125263962660739,-3.3379882646144776E-2,-2.2345513557320645E-2,-1.2803036178868357,-0.63222277837923824,0.11183269152418004,6.4075412359239694,-8.4082227783790096,-0.1467511717238992,0.91131506720565925,52.214507157565251,-0.23716323928881755,0.971469813185173,-0.23944473444282055,-13.719172710204395,null,{"$f":"IF(Z2299<0,0,epw!O2299*SIN(RADIANS(SolarPosition!Z2299)))+epw!P2299","v":257},736.11111111111109,2.65,51.782358577301345,51.782358577301345,0.78566644741943259,3.0268352135389911,0.68541610121450114,2.2799999999999998,0.86,633.33333333333337,238.88888888888889,null,null,null,null,null,null,null,null,null,null,null,null,95.625000000002473,4.5078995323216002,{"$f":"(epw!G2303+273.15)^4*(5.67/(10^8))-epw!M2303","v":88.535792639548674}]
[43.462000000000003,0.75855499950177552,142.22399999999999,2.4822770753564147,97,0.33333333333333398,3.3152000000000008,97,92.335738879999994,1.6115626607177411,{"$f":"epw!A2320-1968","v":37},13.030911596413155,0.22743231189372007,94.246519820399712,1.6449120794120697,-1.910780940399718,-3.3349418694328614E-2,-2.3550848532939928E-2,-1.3493642248893243,-0.56141671551039374,0.11841592066074143,6.7847324810164897,-53.337416715510166,-0.93091353619391215,0.53707435380578994,30.772093757787708,-0.92707132593068164,0.37488499121347568,-1.1865236114395501,-67.982795228106625,null,{"$f":"IF(Z2320<0,0,epw!O2320*SIN(RADIANS(SolarPosition!Z2320)))+epw!P2320","v":69.325186473022526},41.666666666666664,0.15,30.831875284193032,30.831875284193032,0.51252064961463306,1.7379350562289519,5.9473914762063006E-2,0,0.15,0,41.666666666666664,null,null,null,null,null,null,null,null,null,null,null,null,96.500000000002572,4.4934047959557217,{"$f":"(epw!G2324+273.15)^4*(5.67/(10^8))-epw!M2324","v":79.419437111083994}]
[43.462000000000003,0.75855499950177552,142.22399999999999,2.4822770753564147,97,0.91666666666666696,3.3152000000000008,97,92.335738879999994,1.6115626607177411,{"$f":"epw!A2334-1968","v":37},13.030911596413155,0.22743231189372007,94.246519820399712,1.6449120794120697,-1.910780940399718,-3.3349418694328614E-2,-2.3550848532939928E-2,-1.3493642248893243,-0.56141671551039374,0.11841592066074143,6.7847324810164897,156.6625832844897,2.7342778929941773,-0.61936341700413333,-35.486909779138088,0.48310947999758419,-0.87555995245126583,2.6373899878726901,151.11131523516451,null,{"$f":"IF(Z2334<0,0,epw!O2334*SIN(RADIANS(SolarPosition!Z2334)))+epw!P2334","v":0},0,0,-35.595997944667815,"-","-","-","-",0,0,0,0,null,null,null,null,null,null,null,null,null,null,null,null,97.083333333335972,4.4841274542720013,{"$f":"(epw!G2338+273.15)^4*(5.67/(10^8))-epw!M2338","v":55.435840578234718}]
[43.462000000000003,0.75855499950177552,142.22399999999999,2.4822770753564147,98,0.625,3.3152000000000008,98,93.321338879999999,1.6287646258253974,{"$f":"epw!A2351-1968","v":37},13.030958686190933,0.22743313376538632,95.229810409653354,1.6620737376984209,-1.9084715296533545,-3.3309111873023635E-2,-2.4730559658731319E-2,-1.4169566934417981,-0.49151483621155645,0.12496545176236729,7.1599929709293209,51.732485163788432,0.90290219634722613,0.56068097490461799,32.124653515315039,0.91983877737655484,0.39229660160955321,1.1676693157535551,66.902523659607397,null,{"$f":"IF(Z2351<0,0,epw!O2351*SIN(RADIANS(SolarPosition!Z2351)))+epw!P2351","v":494.0528254227342},547.22222222222217,1.9699999999999998,31.506083525880999,31.506083525880999,0.5225890930199808,1.7809141674506752,0.76604189125687749,3.27,0.26,908.33333333333326,72.222222222222214,null,null,null,null,null,null,null,null,null,null,null,null,97.791666666669386,4.4732786204898529,{"$f":"(epw!G2355+273.15)^4*(5.67/(10^8))-epw!M2355","v":86.039501186266477}]
[43.462000000000003,0.75855499950177552,142.22399999999999,2.4822770753564147,99,0.33333333333333398,3.3152000000000008,99,94.306938880000004,1.6459665909330534,{"$f":"epw!A2368-1968","v":37},13.031005775968712,0.2274339556370526,96.212538335125643,1.679225575649206,-1.905599455125639,-3.325898471615233E-2,-2.5883381184904745E-2,-1.4830085014233656,-0.4225909537022734,0.13147962412809291,7.5332275545061504,-53.198590953702045,-0.92849056956377096,0.54829418710281597,31.41494285254765,-0.93015210305438456,0.36717443427273866,-1.1948268802013546,-68.458537484320843,null,{"$f":"IF(Z2368<0,0,epw!O2368*SIN(RADIANS(SolarPosition!Z2368)))+epw!P2368","v":79.366349950313889},458.33333333333337,1.6500000000000001,31.481400262196196,31.481400262196196,0.52222174745698557,1.7793400223443614,0.64206001636569943,2.2000000000000002,0.5,611.11111111111109,138.88888888888889,null,null,null,null,null,null,null,null,null,null,null,null,98.5000000000028,4.4628881190581922,{"$f":"(epw!G2372+273.15)^4*(5.67/(10^8))-epw!M2372","v":85.403018029853797}]
[43.462000000000003,0.75855499950177552,142.22399999999999,2.4822770753564147,100,8.3333333333333329E-2,3.3152000000000008,100,95.292538879999995,1.6631685560407097,{"$f":"epw!A2386-1968","v":37},13.031052865746489,0.22743477750871882,97.194705051977181,1.6963676186617682,-1.9021661719771856,-3.3199062621058588E-2,-2.7008070354294696E-2,-1.5474484440934839,-0.35471772788370171,0.13795678114324872,7.9043413147181321,-143.13071772788371,-2.4981022850941881,-0.50128894733142659,-28.721740998646556,-0.67766863772601438,-0.73536740303236714,-2.3970050057698131,-137.33827030234184,null,{"$f":"IF(Z2386<0,0,epw!O2386*SIN(RADIANS(SolarPosition!Z2386)))+epw!P2386","v":0},0,0,-28.432229779727162,"-","-","-","-",0,0,0,0,null,null,null,null,null,null,null,null,null,null,null,null,99.250000000002885,4.4523876937723452,{"$f":"(epw!G2390+273.15)^4*(5.67/(10^8))-epw!M2390","v":61.028519659544145}]
[43.462000000000003,0.75855499950177552,142.22399999999999,2.4822770753564147,100,0.79166666666666696,3.3152000000000008,100,95.292538879999995,1.6631685560407097,{"$f":"epw!A2403-1968","v":37},13.031052865746489,0.22743477750871882,97.194705051977181,1.6963676186617682,-1.9021661719771856,-3.3199062621058588E-2,-2.7008070354294696E-2,-1.5474484440934839,-0.35471772788370171,0.13795678114324872,7.9043413147181321,111.86928227211641,1.9524873074913542,-0.17407797174823617,-9.9739330873715133,0.93332451816223205,-0.35903390340918673,1.9380289006117759,111.04087657943364,null,{"$f":"IF(Z2403<0,0,epw!O2403*SIN(RADIANS(SolarPosition!Z2403)))+epw!P2403","v":21},0,0,-10.362324311516495,"-","-","-","-",0,0,0,0,null,null,null,null,null,null,null,null,null,null,null,null,99.958333333336299,4.4429456061202011,{"$f":"(epw!G2407+273.15)^4*(5.67/(10^8))-epw!M2407","v":75.311634802301171}]
[43.462000000000003,0.75855499950177552,142.22399999999999,2.4822770753564147,101,0.5,3.3152000000000008,101,96.27813888,1.6803705211483657,{"$f":"epw!A2420-1968","v":37},13.031099955524267,0.2274355993803851,98.176312178283638,1.7134998949768554,-1.8981732982836377,-3.3129373828489905E-2,-2.8103408416519992E-2,-1.6102066921990315,-0.28796660608460622,0.14439527022357751,8.2732395654620383,6.9360333939153831,0.12105661975210026,0.94757291238131314,54.291928660368988,0.20475158911783184,0.97881396943123122,0.20620991288659596,11.814957702162314,null,{"$f":"IF(Z2420<0,0,epw!O2420*SIN(RADIANS(SolarPosition!Z2420)))+epw!P2420","v":716.7970292822813},133.33333333333334,0.48000000000000004,53.702467043949696,53.702467043949696,0.80595377242837818,3.1328156039943438,0.12102573808772289,0.01,0.47,2.7777777777777777,130.55555555555554,null,null,null,null,null,null,null,null,null,null,null,null,100.66666666666971,4.4339663606421684,{"$f":"(epw!G2424+273.15)^4*(5.67/(10^8))-epw!M2424","v":67.186629181892386}]
[43.462000000000003,0.75855499950177552,142.22399999999999,2.4822770753564147,102,0.20833333333333401,3.3152000000000008,102,97.263738880000005,1.697572486256022,{"$f":"epw!A2437-1968","v":37},13.031147045302045,0.22743642125205138,99.157361493844192,1.7306224356578241,-1.8936226138441867,-3.3049949401802219E-2,-2.9168201654431292E-2,-1.6712148507854183,-0.22240776305876842,0.15079344277768802,8.6398278494090093,-97.998407763058552,-1.710394877177343,3.4840843363095611E-3,0.19962332793817636,-0.97904046641584108,-0.20366581726016866,-1.7758970951746555,-101.75140840305045,null,{"$f":"IF(Z2437<0,0,epw!O2437*SIN(RADIANS(SolarPosition!Z2437)))+epw!P2437","v":0},13.888888888888889,0.05,0.47435629614875108,3,5.2335956242943828E-2,0.13746473821734803,0.19414064833669376,0.08,0.05,22.222222222222221,13.888888888888889,null,null,null,null,null,null,null,null,null,null,null,null,101.37500000000313,4.4254512923461293,{"$f":"(epw!G2441+273.15)^4*(5.67/(10^8))-epw!M2441","v":61.956446975062875}]
[43.462000000000003,0.75855499950177552,142.22399999999999,2.4822770753564147,102,0.29166666666666702,3.3152000000000008,102,97.263738880000005,1.697572486256022,{"$f":"epw!A2439-1968","v":37},13.031147045302045,0.22743642125205138,99.157361493844192,1.7306224356578241,-1.8936226138441867,-3.3049949401802219E-2,-2.9168201654431292E-2,-1.6712148507854183,-0.22240776305876842,0.15079344277768802,8.6398278494090093,-67.998407763058637,-1.1867961015790454,0.38134385811722077,21.849393613352429,-0.98759566779474295,0.15701846054861107,-1.4131253913064092,-80.966120844630197,null,{"$f":"IF(Z2439<0,0,epw!O2439*SIN(RADIANS(SolarPosition!Z2439)))+epw!P2439","v":0},272.22222222222223,0.98,22.01617830159223,22.01617830159223,0.37486838240497156,1.1847938196151611,0.53124382925645075,1.36,0.47,377.77777777777777,130.55555555555554,null,null,null,null,null,null,null,null,null,null,null,null,{"$f":"BD2438+1/24","v":101.45833333333647},4.4244800959037409,{"$f":"(epw!G2443+273.15)^4*(5.67/(10^8))-epw!M2443","v":72.917400283616701}]
[43.462000000000003,0.75855499950177552,142.22399999999999,2.4822770753564147,102,0,3.3152000000000008,102,97.263738880000005,1.697572486256022,{"$f":"epw!A2456-1968","v":37},13.031147045302045,0.22743642125205138,99.157361493844192,1.7306224356578241,-1.8936226138441867,-3.3049949401802219E-2,-2.9168201654431292E-2,-1.6712148507854183,-0.22240776305876842,0.15079344277768802,8.6398278494090093,-172.99840776305876,-3.0193918161730937,-0.65468418662282679,-37.510640807443124,-0.15192580137875594,-0.98839190146187605,-2.9890762524449599,-171.26145390787684,null,{"$f":"IF(Z2456<0,0,epw!O2456*SIN(RADIANS(SolarPosition!Z2456)))+epw!P2456","v":0},0,0,-37.359187252106942,"-","-","-","-",0,0,0,0,null,null,null,null,null,null,null,null,null,null,null,null,102.16666666666988,4.4164853088279079,{"$f":"(epw!G2460+273.15)^4*(5.67/(10^8))-epw!M2460","v":59.29127359943044}]
[43.462000000000003,0.75855499950177552,142.22399999999999,2.4822770753564147,103,0.70833333333333404,3.3152000000000008,103,98.249338879999996,1.714774451363678,{"$f":"epw!A2473-1968","v":37},13.031194135079822,0.22743724312371758,100.13785493894686,1.7477352745690879,-1.8885160589468626,-3.2960823205410064E-2,-3.0201282423167768E-2,-1.7304060187301489,-0.15811004021671371,0.15714965418885304,9.0040119369616587,82.065889959783547,1.4323199833775797,0.2081084598219535,11.923736428765798,0.99979490526740578,-2.0252096220863297E-2,1.5910498076621069,91.160438974140121,null,{"$f":"IF(Z2473<0,0,epw!O2473*SIN(RADIANS(SolarPosition!Z2473)))+epw!P2473","v":278.75887114140949},144.44444444444443,0.52,11.41790081728603,11.41790081728603,0.19796359508637026,0.567494806216016,0.53378288724089351,1.52,0.22,422.22222222222223,61.111111111111107,null,null,null,null,null,null,null,null,null,null,null,null,102.8750000000033,4.4089572979655891,{"$f":"(epw!G2477+273.15)^4*(5.67/(10^8))-epw!M2477","v":96.75216374286822}]
[43.462000000000003,0.75855499950177552,142.22399999999999,2.4822770753564147,104,0.95833333333333404,3.3152000000000008,104,99.234938880000001,1.7319764164713343,{"$f":"epw!A2503-1968","v":37},13.031241224857601,0.22743806499538388,101.1177946130917,1.7648384483538357,-1.8828557330917022,-3.2862031882501752E-2,-3.1201510202007739E-2,-1.7877148490094239,-9.5140884082278276E-2,0.1634622638171469,9.3656978263765431,172.128859115918,3.0042153292742251,-0.64033832732146878,-36.688683615986818,0.16850127523417469,-0.98570143565100743,2.9722836479312917,170.29930854221129,null,{"$f":"IF(Z2503<0,0,epw!O2503*SIN(RADIANS(SolarPosition!Z2503)))+epw!P2503","v":0},0,0,-36.652890873243351,"-","-","-","-",0,0,0,0,null,null,null,null,null,null,null,null,null,null,null,null,{"$f":"BD2502+1/24","v":104.12500000000344},4.3968146340436842,{"$f":"(epw!G2507+273.15)^4*(5.67/(10^8))-epw!M2507","v":71.767080389937007}]
[43.462000000000003,0.75855499950177552,142.22399999999999,2.4822770753564147,105,0.16666666666666699,3.3152000000000008,105,100.22053887999999,1.7491783815789901,{"$f":"epw!A2508-1968","v":37},13.031288314635377,0.22743888686705011,102.09718277367297,1.7819319964110298,-1.876643893672977,-3.2753614832039833E-2,-3.2167772659054066E-2,-1.8430776097001198,-3.3566283972857214E-2,0.16972963502289351,9.7247917451076411,-112.80956628397274,-1.9688983594021088,-0.16185210515612539,-9.2734425307535737,-0.92058418945102161,-0.39054417180749945,-1.9720189611749821,-112.98836359509943,null,{"$f":"IF(Z2508<0,0,epw!O2508*SIN(RADIANS(SolarPosition!Z2508)))+epw!P2508","v":0},0,0,-8.9656927157081086,"-","-","-","-",0,0,0,0,null,null,null,null,null,null,null,null,null,null,null,null,104.3333333333368,4.3949329215103159,{"$f":"(epw!G2512+273.15)^4*(5.67/(10^8))-epw!M2512","v":67.828950711476807}]
[43.462000000000003,0.75855499950177552,142.22399999999999,2.4822770753564147,105,0.875,3.3152000000000008,105,100.22053887999999,1.7491783815789901,{"$f":"epw!A2525-1968","v":37},13.031288314635377,0.22743888686705011,102.09718277367297,1.7819319964110298,-1.876643893672977,-3.2753614832039833E-2,-3.2167772659054066E-2,-1.8430776097001198,-3.3566283972857214E-2,0.16972963502289351,9.7247917451076411,142.19043371602714,2.4816912331834295,-0.46565892257312763,-26.680290956049394,0.67623097892188899,-0.73668966542659187,2.3989582701884893,137.45018410980504,null,{"$f":"IF(Z2525<0,0,epw!O2525*SIN(RADIANS(SolarPosition!Z2525)))+epw!P2525","v":0},0,0,-26.882483199860875,"-","-","-","-",0,0,0,0,null,null,null,null,null,null,null,null,null,null,null,null,105.04166666667021,4.388839348004125,{"$f":"(epw!G2529+273.15)^4*(5.67/(10^8))-epw!M2529","v":90.352035810044924}]
[43.462000000000003,0.75855499950177552,142.22399999999999,2.4822770753564147,106,0.33333333333333398,3.3152000000000008,106,101.20613888,1.7663803466866461,{"$f":"epw!A2536-1968","v":37},13.031335404413156,0.22743970873871636,103.07602183462191,1.7990159608717182,-1.8698829546219145,-3.2635614185072125E-2,-3.3098986728647077E-2,-1.896432245711001,2.6549291089086546E-2,0.17595013521239194,10.081200152426231,-52.749450708910679,-0.92065159348894832,0.5859260334089601,33.571088821174683,-0.94059793433936678,0.33952249692254005,-1.224387134886733,-70.152215319124835,null,{"$f":"IF(Z2536<0,0,epw!O2536*SIN(RADIANS(SolarPosition!Z2536)))+epw!P2536","v":156.92497053054242},513.88888888888891,1.8500000000000003,33.663241408591944,33.663241408591944,0.55431056610261087,1.9185790246601597,0.67821158861775743,2.54,0.44,705.55555555555554,122.22222222222221,null,null,null,null,null,null,null,null,null,null,null,null,105.5000000000036,4.3851473158429153,{"$f":"(epw!G2540+273.15)^4*(5.67/(10^8))-epw!M2540","v":91.018876738002746}]
[43.462000000000003,0.75855499950177552,142.22399999999999,2.4822770753564147,107,0.33333333333333398,3.3152000000000008,107,102.19173888,1.7835823117943024,{"$f":"epw!A2560-1968","v":37},13.031382494190934,0.22744053061038264,104.05431436501085,1.816090386574672,-1.8625754850108507,-3.2508074780369635E-2,-3.3994099701240281E-2,-1.9477184412280009,8.5142956217150179E-2,0.18212213590685583,10.434829743370825,-52.690857043782621,-0.91962894111165272,0.59106641354595102,33.865610908117141,-0.94204299122508306,0.33549217976533807,-1.2286686852828823,-70.39753008659676,null,{"$f":"IF(Z2560<0,0,epw!O2560*SIN(RADIANS(SolarPosition!Z2560)))+epw!P2560","v":86.999335094641751},75,0.27,33.961714334926029,33.961714334926029,0.55863880671821264,1.9376284969289306,9.8215333973094301E-2,0.01,0.26,2.7777777777777777,72.222222222222214,null,null,null,null,null,null,null,null,null,null,null,null,106.50000000000371,4.3777774056881071,{"$f":"(epw!G2564+273.15)^4*(5.67/(10^8))-epw!M2564","v":70.367403361154516}]
[43.462000000000003,0.75855499950177552,142.22399999999999,2.4822770753564147,108,4.1666666666666664E-2,3.3152000000000008,108,103.17733887999999,1.8007842769019584,{"$f":"epw!A2577-1968","v":37},13.031429583968711,0.22744135248204889,105.03206308762022,1.8331553210413742,-1.8547242076202224,-3.2371044139415779E-2,-3.4852090325311801E-2,-1.9968776828490946,0.14215347522887223,0.18824401283548528,10.785587454079804,-157.63384652477114,-2.7512296344406777,-0.5593612569605334,-32.049039246971304,-0.44101520757346019,-0.89749963046729864,-2.6848631431753125,-153.83132667417388,null,{"$f":"IF(Z2577<0,0,epw!O2577*SIN(RADIANS(SolarPosition!Z2577)))+epw!P2577","v":0},0,0,-31.799186187521276,"-","-","-","-",0,0,0,0,null,null,null,null,null,null,null,null,null,null,null,null,107.20833333333712,4.3731267453228124,{"$f":"(epw!G2581+273.15)^4*(5.67/(10^8))-epw!M2581","v":72.099450869127736}]
[43.462000000000003,0.75855499950177552,142.22399999999999,2.4822770753564147,108,0.75,3.3152000000000008,108,103.17733887999999,1.8007842769019584,{"$f":"epw!A2594-1968","v":37},13.031429583968711,0.22744135248204889,105.03206308762022,1.8331553210413742,-1.8547242076202224,-3.2371044139415779E-2,-3.4852090325311801E-2,-1.9968776828490946,0.14215347522887223,0.18824401283548528,10.785587454079804,97.366153475228856,1.6993599581448626,3.7318654223977572E-2,2.1382013841419774,0.97490600943502359,-0.22261687439966846,1.7952942108872763,102.8627812681105,null,{"$f":"IF(Z2594<0,0,epw!O2594*SIN(RADIANS(SolarPosition!Z2594)))+epw!P2594","v":83.177336226091057},13.888888888888889,0.05,1.7029328738637799,3,5.2335956242943828E-2,0.13746473821734803,0.19414064833669376,0.08,0.05,22.222222222222221,13.888888888888889,null,null,null,null,null,null,null,null,null,null,null,null,107.91666666667054,4.3689493075951003,{"$f":"(epw!G2598+273.15)^4*(5.67/(10^8))-epw!M2598","v":84.866440624944403}]
[43.462000000000003,0.75855499950177552,142.22399999999999,2.4822770753564147,109,0.125,3.3152000000000008,109,104.16293888,1.8179862420096147,{"$f":"epw!A2603-1968","v":37},13.031476673746489,0.22744217435371514,106.0092708774695,1.850210814450381,-1.8463319974695054,-3.2224572440766479E-2,-3.567196992071657E-2,-2.0438533233746816,0.19752132590517624,0.19431414605356762,11.133380468558085,-127.57847867409484,-2.2266645075483247,-0.30625673243100843,-17.547218215764108,-0.81555245596349224,-0.57868315300509299,-2.1879094220719351,-125.35797584162896,null,{"$f":"IF(Z2603<0,0,epw!O2603*SIN(RADIANS(SolarPosition!Z2603)))+epw!P2603","v":0},0,0,-17.225303957899332,"-","-","-","-",0,0,0,0,null,null,null,null,null,null,null,null,null,null,null,null,108.29166666667058,4.3669295192289823,{"$f":"(epw!G2607+273.15)^4*(5.67/(10^8))-epw!M2607","v":78.877268613559465}]
[43.462000000000003,0.75855499950177552,142.22399999999999,2.4822770753564147,110,0.20833333333333401,3.3152000000000008,110,105.14853888,1.8351882071172707,{"$f":"epw!A2629-1968","v":37},13.031523763524268,0.22744299622538142,106.98594076031344,1.8672569196110749,-1.8374018803134362,-3.206871249380424E-2,-3.6452783502708107E-2,-2.0885906462092882,0.25118876589585204,0.20033092008647174,11.4781162269274,-97.524811234103936,-1.7021290584210682,4.3745792133956296E-2,2.5064492607322912,-0.97249163199955169,-0.23293781507271144,-1.8058938376113358,-103.47009514381318,null,{"$f":"IF(Z2629<0,0,epw!O2629*SIN(RADIANS(SolarPosition!Z2629)))+epw!P2629","v":0},19.444444444444443,7.0000000000000007E-2,2.8022583095969611,3,5.2335956242943828E-2,0.13746473821734803,0.27179690767137127,0.22,0.06,61.111111111111107,16.666666666666668,null,null,null,null,null,null,null,null,null,null,null,null,109.37500000000404,4.3618413451825013,{"$f":"(epw!G2633+273.15)^4*(5.67/(10^8))-epw!M2633","v":45.03152230615899}]
[43.462000000000003,0.75855499950177552,142.22399999999999,2.4822770753564147,110,0.91666666666666696,3.3152000000000008,110,105.14853888,1.8351882071172707,{"$f":"epw!A2646-1968","v":37},13.031523763524268,0.22744299622538142,106.98594076031344,1.8672569196110749,-1.8374018803134362,-3.206871249380424E-2,-3.6452783502708107E-2,-2.0885906462092882,0.25118876589585204,0.20033092008647174,11.4781162269274,157.47518876589595,2.7484605341644701,-0.54704850008099803,-31.34357024360326,0.43957163947331102,-0.898207533797588,2.6864709418385977,153.9234467518869,null,{"$f":"IF(Z2646<0,0,epw!O2646*SIN(RADIANS(SolarPosition!Z2646)))+epw!P2646","v":0},0,0,-31.418026330846448,"-","-","-","-",0,0,0,0,null,null,null,null,null,null,null,null,null,null,null,null,110.08333333333745,4.3591149672575025,{"$f":"(epw!G2650+273.15)^4*(5.67/(10^8))-epw!M2650","v":64.347246534818169}]
[43.462000000000003,0.75855499950177552,142.22399999999999,2.4822770753564147,111,0.20833333333333401,3.3152000000000008,111,106.13413887999999,1.852390172224927,{"$f":"epw!A2653-1968","v":37},13.031570853302044,0.22744381809704761,107.96207591110463,1.8842936919368327,-1.8279370311046392,-3.1903519711905949E-2,-3.7193610915678674E-2,-2.1310369303200973,0.3030998992154581,0.2062927241003718,11.819702435208027,-97.472900100784329,-1.7012230382261992,4.8519958548536114E-2,2.7799888469808192,-0.97162705652210979,-0.23651820867362588,-1.8095771410785588,-103.68113288715097,null,{"$f":"IF(Z2653<0,0,epw!O2653*SIN(RADIANS(SolarPosition!Z2653)))+epw!P2653","v":0},13.888888888888889,0.05,3.078675463950447,3.078675463950447,5.370717050928224E-2,0.14118733500183928,0.18918398381404022,7.0000000000000007E-2,0.05,19.444444444444443,13.888888888888889,null,null,null,null,null,null,null,null,null,null,null,null,110.37500000000415,4.3581304715656906,{"$f":"(epw!G2657+273.15)^4*(5.67/(10^8))-epw!M2657","v":60.031912416940202}]
[43.462000000000003,0.75855499950177552,142.22399999999999,2.4822770753564147,112,0.375,3.3152000000000008,112,107.11973888,1.869592137332583,{"$f":"epw!A2681-1968","v":37},13.031617943079823,0.22744463996871389,108.93767965242388,1.9013211894176285,-1.8179407724238814,-3.1729052085045666E-2,-3.7893567975480671E-2,-2.1711415156871379,0.35320074326325646,0.21219795210050424,12.158047076678095,-37.422799256736752,-0.65315106234294307,0.78719786379382461,45.10311523710039,-0.84164604564430756,0.5400295675713509,-1.000324087142447,-57.314348338538991,null,{"$f":"IF(Z2681<0,0,epw!O2681*SIN(RADIANS(SolarPosition!Z2681)))+epw!P2681","v":94},661.11111111111109,2.38,45.095163404433656,45.095163404433656,0.70828024939299361,2.635645121788555,0.68283922456909252,2.36,0.71,655.55555555555554,197.22222222222223,null,null,null,null,null,null,null,null,null,null,null,null,111.54166666667095,4.3549988448784678,{"$f":"(epw!G2685+273.15)^4*(5.67/(10^8))-epw!M2685","v":62.775142669677734}]
[43.462000000000003,{"$f":"A2698/180*PI()","v":0.75855499950177552},142.22399999999999,{"$f":"C2698/180*PI()","v":2.4822770753564147},113,8.3333333333333329E-2,{"$f":"3.71+0.2596*K2698-INT((K2698+3)/4)","v":3.3152000000000008},113,108.10533888000001,{"$f":"I2698/180*PI()","v":1.8867941024402393},{"$f":"epw!A2698-1968","v":37},{"$f":"12.3901+0.0172*(K2698+I2698/360)","v":13.0316650328576},{"$f":"L2698/180*PI()","v":0.22744546184038014},{"$f":"I2698+1.914*SIN(J2698)+0.02*SIN(2*J2698)","v":109.91275545287922},{"$f":"N2698/180*PI()","v":1.9183394725920937},{"$f":"I2698-N2698","v":-1.8074165728792195},{"$f":"P2698/180*PI()","v":-3.1545370151854428E-2},{"$f":"ATAN((0.043*SIN(2*(O2698+M2698)))/(1-0.043*COS(2*(O2698+M2698))))","v":-3.8551807618999893E-2},{"$f":"R2698/PI()*180","v":-2.208855869168985},{"$f":"P2698-S2698","v":0.40143929628976549},{"$f":"ASIN(COS(O2698+M2698)*SIN(-23.4393*PI()/180))","v":0.21804500315771883},{"$f":"U2698/PI()*180","v":12.493058424853997},{"$f":"(F2698*24-12)/12*180+(C2698-135)+T2698","v":-142.37456070371024},{"$f":"W2698/180*PI()","v":-2.4849048553602788},{"$f":"ASIN(SIN(B2698)*SIN(U2698)+COS(B2698)*COS(U2698)*COS(X2698))","v":-0.42515077609831353},{"$f":"Y2698/PI()*180","v":-24.359345127144802},{"$f":"COS(U2698)*SIN(X2698)/COS(Y2698)","v":-0.65428870547790063},{"$f":"(SIN(Y2698)*SIN(B2698)-SIN(U2698))/(COS(Y2698)*COS(B2698))","v":-0.75624486106290523},{"$f":"IF(AA2698>0,PI()/2-ATAN(AB2698/AA2698),-PI()/2-ATAN(AB2698/AA2698))","v":-2.4283509773889591},{"$f":"AC2698/PI()*180","v":-139.13426218085576},null,{"$f":"IF(Z2698<0,0,epw!O2698*SIN(RADIANS(SolarPosition!Z2698)))+epw!P2698","v":0},0,{"$f":"AG2698*3.6/1000","v":0},-24.049120297437138,{"$f":"IF(AH2698<=0,\"-\",IF(AI2698<3,3,AI2698))","v":"-"},"-",{"$f":"IF(AK2698=\"-\",\"-\", (0.5163+0.333*AK2698+0.00803*AK2698*AK2698)*(4.921)*AK2698)","v":"-"},{"$f":"IF(AK2698=\"-\",\"-\", AH2698/(4.921)/AK2698)","v":"-"},0,0,{"$f":"AN2698*1000/3.6","v":0},{"$f":"AO2698*1000/3.6","v":0},null,null,null,null,null,null,null,null,null,null,null,null,112.25000000000436,4.3537273189796553,{"$f":"(epw!G2702+273.15)^4*(5.67/(10^8))-epw!M2702","v":66.562430580486762}]
[{"$f":"A2698","v":43.462000000000003},0.75855499950177552,{"$f":"C2698","v":142.22399999999999},2.4822770753564147,113,0.125,3.3152000000000008,113,{"$f":"0.9856*(H2699-G2699)","v":108.10533888000001},1.8867941024402393,{"$f":"epw!A2699-1968","v":37},13.0316650328576,0.22744546184038014,109.91275545287922,1.9183394725920937,-1.8074165728792195,-3.1545370151854428E-2,-3.8551807618999893E-2,-2.208855869168985,0.40143929628976549,0.21804500315771883,12.493058424853997,-127.37456070371024,-2.2231054675611293,-0.28521314322874464,-16.341509368667321,-0.8085311408955983,-0.58845339169900457,-2.1999409712512525,-126.04733283060793,null,{"$f":"IF(Z2699<0,0,epw!O2699*SIN(RADIANS(SolarPosition!Z2699)))+epw!P2699","v":0},0,0,-16.011003320339174,"-","-","-","-",0,0,0,0,null,null,null,null,null,null,null,null,null,null,null,null,112.29166666667103,4.3536673487055637,{"$f":"(epw!G2703+273.15)^4*(5.67/(10^8))-epw!M2703","v":57.636979182266941}]
[43.462000000000003,0.75855499950177552,142.22399999999999,2.4822770753564147,113,0.95833333333333404,3.3152000000000008,113,108.10533888000001,1.8867941024402393,{"$f":"epw!A2719-1968","v":37},13.0316650328576,0.22744546184038014,109.91275545287922,1.9183394725920937,-1.8074165728792195,-3.1545370151854428E-2,-3.8551807618999893E-2,-2.208855869168985,0.40143929628976549,0.21804500315771883,12.493058424853997,172.62543929629004,3.012882288421864,-0.58713882090533032,-33.640576426162937,0.15052460139114404,-0.98860626357313619,2.990493754775283,171.34267080885431,null,{"$f":"IF(Z2719<0,0,epw!O2719*SIN(RADIANS(SolarPosition!Z2719)))+epw!P2719","v":0},0,0,-33.583434835330131,"-","-","-","-",0,0,0,0,null,null,null,null,null,null,null,null,null,null,null,null,113.12500000000446,4.3528139488295849,{"$f":"(epw!G2723+273.15)^4*(5.67/(10^8))-epw!M2723","v":51.955449985440225}]
[43.462000000000003,0.75855499950177552,142.22399999999999,2.4822770753564147,114,0.58333333333333404,3.3152000000000008,114,109.09093888,1.9039960675478951,{"$f":"epw!A2734-1968","v":37},13.031712122635378,0.22744628371204639,110.88730692547522,1.9353486045190529,-1.7963680454752193,-3.13525369711578E-2,-3.9167521059455729E-2,-2.2441336506965843,0.44776560522136499,0.22383228166404823,12.824645058133445,37.671765605221623,0.65749634485067165,0.79357792149834416,45.468665616619283,0.84969667142623517,0.52727181469065454,1.0154097475509083,58.178693011111427,null,{"$f":"IF(Z2734<0,0,epw!O2734*SIN(RADIANS(SolarPosition!Z2734)))+epw!P2734","v":660.32341133315197},377.77777777777777,1.36,44.83667077308705,44.83667077308705,0.70508820914027381,2.6199530773622204,0.39196030875774307,0.45,1.04,125,288.88888888888886,null,null,null,null,null,null,null,null,null,null,null,null,113.75000000000453,4.3526064657325669,{"$f":"(epw!G2738+273.15)^4*(5.67/(10^8))-epw!M2738","v":67.152682930749222}]
[43.462000000000003,0.75855499950177552,142.22399999999999,2.4822770753564147,115,0.29166666666666702,3.3152000000000008,115,110.07653888,1.9211980326555516,{"$f":"epw!A2751-1968","v":37},13.031759212413156,0.22744710558371267,111.86133782595336,1.9523486507485617,-1.7847989459533551,-3.1150618093010372E-2,-3.9739938945703712E-2,-2.2769307796963933,0.49213183374303826,0.22955819761797336,13.152715876139981,-67.283868166256823,-1.1743250329789809,0.44389680762138234,25.433413616035843,-0.99462546121400597,0.10353835958149092,-1.4670720772129413,-84.057038265792372,null,{"$f":"IF(Z2751<0,0,epw!O2751*SIN(RADIANS(SolarPosition!Z2751)))+epw!P2751","v":0},352.77777777777777,1.27,25.647641110384647,25.647641110384647,0.43283546789439381,1.409918196000622,0.59624879577023637,1.85,0.47,513.88888888888891,130.55555555555554,null,null,null,null,null,null,null,null,null,null,null,null,114.45833333333795,4.3528195763788986,{"$f":"(epw!G2755+273.15)^4*(5.67/(10^8))-epw!M2755","v":64.847807783408996}]
[43.462000000000003,0.75855499950177552,142.22399999999999,2.4822770753564147,116,8.3333333333333329E-2,3.3152000000000008,116,111.06213888000001,1.9383999977632076,{"$f":"epw!A2770-1968","v":37},13.031806302190933,0.22744792745537892,112.83485205110507,1.9693396792924607,-1.7727131711050674,-3.093968152925303E-2,-4.0268332523611103E-2,-2.3072055016323034,0.53449233052723599,0.23522116694000517,13.477180117804465,-142.24150766947278,-2.4825826418330661,-0.40903545786052603,-23.436005406609375,-0.64901290749241358,-0.76077739576583348,-2.4353064148484869,-139.53277939195388,null,{"$f":"IF(Z2770<0,0,epw!O2770*SIN(RADIANS(SolarPosition!Z2770)))+epw!P2770","v":0},0,0,-23.119526735358424,"-","-","-","-",0,0,0,0,null,null,null,null,null,null,null,null,null,null,null,null,115.2500000000047,4.3536213351526829,{"$f":"(epw!G2774+273.15)^4*(5.67/(10^8))-epw!M2774","v":62.755779924327044}]
[43.462000000000003,0.75855499950177552,142.22399999999999,2.4822770753564147,116,0.75,3.3152000000000008,116,111.06213888000001,1.9383999977632076,{"$f":"epw!A2786-1968","v":37},13.031806302190933,0.22744792745537892,112.83485205110507,1.9693396792924607,-1.7727131711050674,-3.093968152925303E-2,-4.0268332523611103E-2,-2.3072055016323034,0.53449233052723599,0.23522116694000517,13.477180117804465,97.758492330527218,1.7062075629533247,6.507304278636665E-2,3.7284107117330354,0.96560450275720433,-0.26001527696466598,1.8338343508103312,105.0709686275452,null,{"$f":"IF(Z2786<0,0,epw!O2786*SIN(RADIANS(SolarPosition!Z2786)))+epw!P2786","v":163},19.444444444444443,7.0000000000000007E-2,3.3122424326703079,3.3122424326703079,5.7777342097144434E-2,0.15227354505833196,0.24619947111688562,0.16,0.06,44.444444444444443,16.666666666666668,null,null,null,null,null,null,null,null,null,null,null,null,115.91666666667145,4.3547578035903847,{"$f":"(epw!G2790+273.15)^4*(5.67/(10^8))-epw!M2790","v":55.560978138671771}]
[43.462000000000003,0.75855499950177552,142.22399999999999,2.4822770753564147,117,0.45833333333333398,3.3152000000000008,117,112.04773888,1.9556019628708634,{"$f":"epw!A2803-1968","v":37},13.031853391968712,0.22744874932704517,113.80785363705812,1.9863217605944676,-1.760114757058119,-3.0719797723604277E-2,-4.0752014797370395E-2,-2.334918454544002,0.574803697485883,0.24081961181915945,13.797947381216632,-7.2011963025138872,-0.12568458556130893,1.0419349404336338,59.69847461406205,-0.24127725759919777,0.97045622516701435,-0.24368177753753573,-13.961937397146626,null,{"$f":"IF(Z2803<0,0,epw!O2803*SIN(RADIANS(SolarPosition!Z2803)))+epw!P2803","v":392.54539916824319},700,2.52,59.30369992436745,59.30369992436745,0.85988523855319898,3.4214989983880701,0.59553416601085896,1.43,1.29,397.22222222222223,358.33333333333331,null,null,null,null,null,null,null,null,null,null,null,null,116.62500000000486,4.356427252612268,{"$f":"(epw!G2807+273.15)^4*(5.67/(10^8))-epw!M2807","v":65.979073341665014}]
[43.462000000000003,0.75855499950177552,142.22399999999999,2.4822770753564147,118,0.16666666666666699,3.3152000000000008,118,113.03333888,1.9728039279785197,{"$f":"epw!A2820-1968","v":37},13.03190048174649,0.22744957119871145,114.7803467575382,2.0032949674998388,-1.747007877538195,-3.0491039521319388E-2,-4.1190341688407794E-2,-2.3600327354475361,0.61302485790934114,0.24635196109083321,14.114927645275815,-112.16297514209054,-1.9576132150620345,-9.7953765824387501E-2,-5.6123373691502048,-0.90247993742576094,-0.43073189171919318,-2.0160999253131662,-115.51401679708491,null,{"$f":"IF(Z2820<0,0,epw!O2820*SIN(RADIANS(SolarPosition!Z2820)))+epw!P2820","v":0},0,0,-5.2717719268646057,"-","-","-","-",0,0,0,0,null,null,null,null,null,null,null,null,null,null,null,null,117.33333333333827,4.3585724071033383,{"$f":"(epw!G2824+273.15)^4*(5.67/(10^8))-epw!M2824","v":69.367403361154516}]
[43.462000000000003,0.75855499950177552,142.22399999999999,2.4822770753564147,118,0.83333333333333404,3.3152000000000008,118,113.03333888,1.9728039279785197,{"$f":"epw!A2836-1968","v":37},13.03190048174649,0.22744957119871145,114.7803467575382,2.0032949674998388,-1.747007877538195,-3.0491039521319388E-2,-4.1190341688407794E-2,-2.3600327354475361,0.61302485790934114,0.24635196109083321,14.114927645275815,127.8370248579096,2.231176989724359,-0.26721348519067967,-15.310204930407471,0.79409697038884375,-0.60779108385962688,2.2240722761021066,127.42995475270546,null,{"$f":"IF(Z2836<0,0,epw!O2836*SIN(RADIANS(SolarPosition!Z2836)))+epw!P2836","v":28},0,0,-15.572178422098368,"-","-","-","-",0,0,0,0,null,null,null,null,null,null,null,null,null,null,null,null,118.00000000000502,4.3610256458111127,{"$f":"(epw!G2840+273.15)^4*(5.67/(10^8))-epw!M2840","v":68.917400283616701}]
[43.462000000000003,0.75855499950177552,142.22399999999999,2.4822770753564147,119,0.625,3.3152000000000008,119,114.01893887999999,1.9900058930861757,{"$f":"epw!A2855-1968","v":37},13.031947571524267,0.2274503930703777,115.752335722106,2.0202593752245979,-1.7333968421060035,-3.0253482138422043E-2,-4.158271318933255E-2,-2.3825139664517381,0.64911712434573454,0.25181665064652514,14.428031293166185,52.873117124345725,0.92280997961242894,0.63810517331197236,36.560733316239947,0.96131741965148587,0.27544294994537266,1.2917458809319962,74.011587180811944,null,{"$f":"IF(Z2855<0,0,epw!O2855*SIN(RADIANS(SolarPosition!Z2855)))+epw!P2855","v":579.15508509122492},488.88888888888886,1.76,35.98254140639844,35.98254140639844,0.5875387094881851,2.066461028551275,0.60872735394443911,1.8,0.7,500,194.44444444444443,null,null,null,null,null,null,null,null,null,null,null,null,118.79166666667177,4.3644853593506259,{"$f":"(epw!G2859+273.15)^4*(5.67/(10^8))-epw!M2859","v":61.799237979963664}]
[43.462000000000003,0.75855499950177552,142.22399999999999,2.4822770753564147,120,0.33333333333333398,3.3152000000000008,120,115.00453888,2.0072078581938317,{"$f":"epw!A2872-1968","v":37},13.031994661302045,0.22745121494204393,116.72382497437182,2.0372150613243742,-1.7192860943718244,-3.0007203130542285E-2,-4.1928574510165448E-2,-2.4023303604322832,0.68304426606045876,0.25721212387578124,14.73716913767838,-52.092955733939313,-0.90919359465290006,0.65133970721682077,37.319016252810556,-0.95948579442010096,0.28175700577985274,-1.2851715134529447,-73.634903671294225,null,{"$f":"IF(Z2872<0,0,epw!O2872*SIN(RADIANS(SolarPosition!Z2872)))+epw!P2872","v":72},116.66666666666666,0.42,37.471813311013122,37.471813311013122,0.60837106476497649,2.1610989189279119,0.14029021323377613,0.02,0.41,5.5555555555555554,113.88888888888889,null,null,null,null,null,null,null,null,null,null,null,null,119.50000000000519,4.3680833320609871,{"$f":"(epw!G2876+273.15)^4*(5.67/(10^8))-epw!M2876","v":67.108146404271508}]
[43.462000000000003,0.75855499950177552,142.22399999999999,2.4822770753564147,120,0.91666666666666696,3.3152000000000008,120,115.00453888,2.0072078581938317,{"$f":"epw!A2886-1968","v":37},13.031994661302045,0.22745121494204393,116.72382497437182,2.0372150613243742,-1.7192860943718244,-3.0007203130542285E-2,-4.1928574510165448E-2,-2.4023303604322832,0.68304426606045876,0.25721212387578124,14.73716913767838,157.90704426606055,2.7559978345351892,-0.49544948159170216,-28.387164257149106,0.41345303726376648,-0.91052544499171806,2.7153494853410667,155.57806541306331,null,{"$f":"IF(Z2886<0,0,epw!O2886*SIN(RADIANS(SolarPosition!Z2886)))+epw!P2886","v":0},0,0,-28.433300054286342,"-","-","-","-",0,0,0,0,null,null,null,null,null,null,null,null,null,null,null,null,120.08333333333859,{"$f":"$BE$2+(1/2)*$BF$2*EXP(-1*BE$4*(PI()/(365*$BI$2))^0.5)*COS(2*PI()/365*($BD2886-$BH$2-BE$4/2*(365/(PI()*$BI$2))^0.5))","v":4.3714022836046311},{"$f":"(epw!G2890+273.15)^4*(5.67/(10^8))-epw!M2890","v":59.285039515135168}]
[43.462000000000003,0.75855499950177552,142.22399999999999,2.4822770753564147,121,0.79166666666666696,3.3152000000000008,121,115.99013888,2.0244098233014882,{"$f":"epw!A2907-1968","v":37},13.032041751079822,0.22745203681371018,117.69481909018819,2.0541621056628609,-1.7046802101881866,-2.9752282361372839E-2,-4.2227417213874976E-2,-2.4194527860931174,0.71477257590493082,0.26253683214066276,15.042252448394517,112.93877257590503,1.9711534346106203,-9.4814538677853888E-2,-5.4324729027209324,0.89337884555410207,-0.44930417126532435,2.0367826400731781,116.69904906170653,null,{"$f":"IF(Z2907<0,0,epw!O2907*SIN(RADIANS(SolarPosition!Z2907)))+epw!P2907","v":23},0,0,-5.7674883173935623,"-","-","-","-",0,0,0,0,null,null,null,null,null,null,null,null,null,null,null,null,120.95833333333869,4.3769826882646932,{"$f":"(epw!G2911+273.15)^4*(5.67/(10^8))-epw!M2911","v":79.03152230615899}]
[43.462000000000003,0.75855499950177552,142.22399999999999,2.4822770753564147,122,0.5,3.3152000000000008,122,116.97573887999999,2.0416117884091443,{"$f":"epw!A2924-1968","v":37},13.0320888408576,0.22745285868537643,118.66532277582183,2.071100590379908,-1.6895838958218405,-2.9488801970763982E-2,-4.2478780338043587E-2,-2.4338548322332021,0.74427093641136155,0.26778923528295578,15.343192980749162,7.9682709364113506,0.13907256353134978,1.0658781969913234,61.070322162616584,0.27635718717334079,0.96105499587569876,0.28000160095819626,16.042909991810873,null,{"$f":"IF(Z2924<0,0,epw!O2924*SIN(RADIANS(SolarPosition!Z2924)))+epw!P2924","v":385},866.66666666666663,3.12,60.495519900721469,60.495519900721469,0.87031718945826975,3.4785065273177707,0.72849012268433355,2.59,0.87,719.44444444444446,241.66666666666666,null,null,null,null,null,null,null,null,null,null,null,null,121.6666666666721,4.3820284746363001,{"$f":"(epw!G2928+273.15)^4*(5.67/(10^8))-epw!M2928","v":62.199011741403524}]
[43.462000000000003,0.75855499950177552,142.22399999999999,2.4822770753564147,123,0.20833333333333401,3.3152000000000008,123,117.96133888,2.0588137535168003,{"$f":"epw!A2941-1968","v":37},13.032135930635379,0.22745368055704271,119.6353408661063,2.0880305998592794,-1.6740019861063047,-2.9216846342479386E-2,-4.268225149928434E-2,-2.4455128710249232,0.77151088491861852,0.27296780216425609,15.639903006973892,-97.004489115081171,-1.6930477242731672,0.10037684441764369,5.7511695459722816,-0.9606233025680847,-0.2778540454324645,-1.8523557930394974,-106.13216909777179,null,{"$f":"IF(Z2941<0,0,epw!O2941*SIN(RADIANS(SolarPosition!Z2941)))+epw!P2941","v":0},25,0.09,6.0878991322513869,6.0878991322513869,0.10605406480936691,0.28793114433474482,0.17244945481591187,0.05,0.08,13.888888888888889,22.222222222222221,null,null,null,null,null,null,null,null,null,null,null,null,122.37500000000551,4.3875461601624819,{"$f":"(epw!G2945+273.15)^4*(5.67/(10^8))-epw!M2945","v":60.270842617614505}]
[43.462000000000003,0.75855499950177552,142.22399999999999,2.4822770753564147,123,0.70833333333333404,3.3152000000000008,123,117.96133888,2.0588137535168003,{"$f":"epw!A2953-1968","v":37},13.032135930635379,0.22745368055704271,119.6353408661063,2.0880305998592794,-1.6740019861063047,-2.9216846342479386E-2,-4.268225149928434E-2,-2.4455128710249232,0.77151088491861852,0.27296780216425609,15.639903006973892,82.995510884918872,1.4485449293166268,0.27409924411531161,15.704729855533422,0.99285172518749409,-0.11935431199674647,1.6904358469310496,96.854839566772,null,{"$f":"IF(Z2953<0,0,epw!O2953*SIN(RADIANS(SolarPosition!Z2953)))+epw!P2953","v":293.24293964497843},100,0.36,15.244128274700573,15.244128274700573,{"$f":"IF(AJ2953=\"-\",\"-\", SIN(PI()*AJ2953/180))","v":0.26293234076580563},0.78204216866413878,0.27823075098512479,0.21,0.3,58.333333333333329,83.333333333333329,null,null,null,null,null,null,null,null,null,null,null,null,122.87500000000557,4.3917246735245552,{"$f":"(epw!G2957+273.15)^4*(5.67/(10^8))-epw!M2957","v":63.544973359901292}]
[43.462000000000003,0.75855499950177552,142.22399999999999,2.4822770753564147,123,0,3.3152000000000008,123,117.96133888,2.0588137535168003,{"$f":"epw!A2960-1968","v":37},13.032135930635379,0.22745368055704271,119.6353408661063,2.0880305998592794,-1.6740019861063047,-2.9216846342479386E-2,-4.268225149928434E-2,-2.4455128710249232,0.77151088491861852,0.27296780216425609,15.639903006973892,-172.00448911508138,-3.0020446632689182,-0.53137378035919036,-30.445474958493207,-0.15536907605941166,-0.98785649271766451,-2.9855915981813137,-171.06179792550762,null,{"$f":"IF(Z2960<0,0,epw!O2960*SIN(RADIANS(SolarPosition!Z2960)))+epw!P2960","v":0},0,0,-30.250245858187615,"-","-","-","-",0,0,0,0,null,null,null,null,null,null,null,null,null,null,null,null,123.16666666667227,4.394270414972981,{"$f":"(epw!G2964+273.15)^4*(5.67/(10^8))-epw!M2964","v":61.259016828690221}]
[43.462000000000003,0.75855499950177552,142.22399999999999,2.4822770753564147,124,0.70833333333333404,3.3152000000000008,124,118.94693888,2.0760157186244563,{"$f":"epw!A2977-1968","v":37},13.032183020413155,0.22745450242870896,120.60487832257589,2.1049522206960849,-1.6579394425758807,-2.8936502071628574E-2,-4.2837467976829538E-2,-2.4544061200991498,0.79646667752326916,0.2780710112389711,15.932295348927925,83.02046667752353,1.4489804900650229,0.2771684376365362,15.880581690808487,0.99233434573232393,-0.12358214385582014,1.6946952214341562,97.098883749165651,null,{"$f":"IF(Z2977<0,0,epw!O2977*SIN(RADIANS(SolarPosition!Z2977)))+epw!P2977","v":254.38411054080007},166.66666666666666,0.6,15.422261274416746,15.422261274416746,0.26593067986421448,0.79228343299525439,0.45848954990137891,0.93,0.35,258.33333333333331,97.222222222222214,null,null,null,null,null,null,null,null,null,null,null,null,123.87500000000568,4.4007846222097697,{"$f":"(epw!G2981+273.15)^4*(5.67/(10^8))-epw!M2981","v":59.794846946278028}]
[43.462000000000003,0.75855499950177552,142.22399999999999,2.4822770753564147,125,0.79166666666666696,3.3152000000000008,125,119.93253888,2.0932176837321124,{"$f":"epw!A3003-1968","v":37},13.032230110190934,0.22745532430037518,121.57394023158231,2.1218655416639089,-1.6414013515823171,-2.8647857931796472E-2,-4.2944117771522371E-2,-2.460516703220986,0.81911535163866889,0.28309735116018075,16.220283412811359,113.04311535163878,1.9729745595978443,-8.0741746732490627E-2,-4.6261613182859183,0.88646943411704726,-0.46278714586319486,2.0519330513185734,117.56710368395522,null,{"$f":"IF(Z3003<0,0,epw!O3003*SIN(RADIANS(SolarPosition!Z3003)))+epw!P3003","v":61},0,0,-4.9508172721867325,"-","-","-","-",0,0,0,0,null,null,null,null,null,null,null,null,null,null,null,null,124.95833333333914,4.411654555706674,{"$f":"(epw!G3007+273.15)^4*(5.67/(10^8))-epw!M3007","v":66.502622041094412}]
[43.462000000000003,0.75855499950177552,142.22399999999999,2.4822770753564147,126,0.16666666666666699,3.3152000000000008,126,120.91813888,2.1104196488397684,{"$f":"epw!A3012-1968","v":37},13.032277199968711,0.22745614617204143,122.5425318023951,2.138770653681656,-1.6243929223951028,-2.8351004841887278E-2,-4.3001940636258604E-2,-2.4638297093297279,0.83943678693462509,0.28804532141820244,16.503781225752256,-111.93656321306526,-1.9536615814347515,-6.4619212956088148E-2,-3.702408177840939,-0.89124202836810329,-0.45352800009515321,-2.0415162179492263,-116.97026309600059,null,{"$f":"IF(Z3012<0,0,epw!O3012*SIN(RADIANS(SolarPosition!Z3012)))+epw!P3012","v":0},0,0,-3.3377027461404665,"-","-","-","-",0,0,0,0,null,null,null,null,null,null,null,null,null,null,null,null,125.33333333333918,4.4156722004418825,{"$f":"(epw!G3016+273.15)^4*(5.67/(10^8))-epw!M3016","v":83.868833019863246}]
[43.462000000000003,0.75855499950177552,142.22399999999999,2.4822770753564147,126,0.875,3.3152000000000008,126,120.91813888,2.1104196488397684,{"$f":"epw!A3029-1968","v":37},13.032277199968711,0.22745614617204143,122.5425318023951,2.138770653681656,-1.6243929223951028,-2.8351004841887278E-2,-4.3001940636258604E-2,-2.4638297093297279,0.83943678693462509,0.28804532141820244,16.503781225752256,143.0634367869346,2.4969280111507861,-0.36917427462545288,-21.152127840842049,0.61779632430182185,-0.78633815987726219,2.4756554990337287,141.84461162298632,null,{"$f":"IF(Z3029<0,0,epw!O3029*SIN(RADIANS(SolarPosition!Z3029)))+epw!P3029","v":0},0,0,-21.293835216014319,"-","-","-","-",0,0,0,0,null,null,null,null,null,null,null,null,null,null,null,null,126.0416666666726,4.4236179874571206,{"$f":"(epw!G3033+273.15)^4*(5.67/(10^8))-epw!M3033","v":79.29127359943044}]
[43.462000000000003,0.75855499950177552,142.22399999999999,2.4822770753564147,127,0.58333333333333404,3.3152000000000008,127,121.90373888000001,2.1276216139474249,{"$f":"epw!A3046-1968","v":37},13.032324289746489,0.22745696804370771,123.51065836528652,2.1556676497801268,-1.606919485286511,-2.8046035832702192E-2,-4.3010729073752155E-2,-2.4643332497066228,0.85741376442011186,0.29291343301158762,16.782703474251935,38.081413764420368,0.66464605400342358,0.84145075007357883,48.211576647333516,0.88614338459211051,0.46341115863090593,1.0889555424389228,62.392556659129482,null,{"$f":"IF(Z3046<0,0,epw!O3046*SIN(RADIANS(SolarPosition!Z3046)))+epw!P3046","v":654.5938704208769},358.33333333333331,1.29,47.603177869069796,47.603177869069796,0.73849273918540936,2.7859091227366624,0.35496874536419104,0.33,1.05,91.666666666666671,291.66666666666669,null,null,null,null,null,null,null,null,null,null,null,null,126.75000000000601,4.4320294902201329,{"$f":"(epw!G3050+273.15)^4*(5.67/(10^8))-epw!M3050","v":80.152682930749222}]
[43.462000000000003,0.75855499950177552,142.22399999999999,2.4822770753564147,128,0.54166666666666696,3.3152000000000008,128,122.88933888,2.1448235790550805,{"$f":"epw!A3069-1968","v":37},13.032371379524267,0.22745778991537396,124.4783253696023,2.1725566250683475,-1.5889864896023056,-2.7733046013266878E-2,-4.2970329297335595E-2,-2.4620185130246819,0.87303202342237629,0.29770020915017598,17.056965544466976,23.097032023422472,0.40311925624729017,0.99737648734285667,57.145463310328857,0.69129677086926145,0.72257094778695063,0.76328217798363729,43.732847376015741,null,{"$f":"IF(Z3069<0,0,epw!O3069*SIN(RADIANS(SolarPosition!Z3069)))+epw!P3069","v":710.39941790742773},186.11111111111111,0.67,56.516938479904894,56.516938479904894,0.83404895599449669,3.2819418120321591,0.16324124357955083,0.03,0.64,8.3333333333333339,177.77777777777777,null,null,null,null,null,null,null,null,null,null,null,null,127.70833333333945,4.4441488007264383,{"$f":"(epw!G3073+273.15)^4*(5.67/(10^8))-epw!M3073","v":88.671018809028965}]
[43.462000000000003,0.75855499950177552,142.22399999999999,2.4822770753564147,129,4.1666666666666664E-2,3.3152000000000008,129,123.87493888,2.162025544162737,{"$f":"epw!A3081-1968","v":37},13.032418469302044,0.22745861178704022,125.44553838181908,2.1894376766996624,-1.5705995018190748,-2.7412132536925524E-2,-4.2880642150357966E-2,-2.4568798180262945,0.8862803162072197,0.30240418598970342,17.326483564299185,-156.8897196837928,-2.7382421710131415,-0.44718720537411316,-25.62193952018665,-0.41555438092312363,-0.90956833525337699,-2.7130404364903766,-155.44576665922924,null,{"$f":"IF(Z3081<0,0,epw!O3081*SIN(RADIANS(SolarPosition!Z3081)))+epw!P3081","v":0},0,0,-25.325817683831662,"-",{"$f":"IF(AJ3081=\"-\",\"-\", SIN(PI()*AJ3081/180))","v":"-"},"-","-",0,0,0,0,null,null,null,null,null,null,null,null,null,null,null,null,128.20833333333943,4.450808325043015,{"$f":"(epw!G3085+273.15)^4*(5.67/(10^8))-epw!M3085","v":54.837141721475177}]
[43.462000000000003,0.75855499950177552,142.22399999999999,2.4822770753564147,129,0.75,3.3152000000000008,129,123.87493888,2.162025544162737,{"$f":"epw!A3098-1968","v":37},13.032418469302044,0.22745861178704022,125.44553838181908,2.1894376766996624,-1.5705995018190748,-2.7412132536925524E-2,-4.2880642150357966E-2,-2.4568798180262945,0.8862803162072197,0.30240418598970342,17.326483564299185,98.110280316207209,1.7123474215723993,0.10731281908357806,6.1485716211399826,0.95054344398800794,-0.31059163074915108,1.8866117091576537,108.09488851469634,null,{"$f":"IF(Z3098<0,0,epw!O3098*SIN(RADIANS(SolarPosition!Z3098)))+epw!P3098","v":101.33324058299827},25,0.09,5.7637328404762105,5.7637328404762105,0.10042653605188955,0.2717219792893143,0.18211287948771782,0.06,0.08,16.666666666666668,22.222222222222221,null,null,null,null,null,null,null,null,null,null,null,null,128.9166666666726,4.4606363129053417,{"$f":"(epw!G3102+273.15)^4*(5.67/(10^8))-epw!M3102","v":82.757402074707159}]
[43.462000000000003,0.75855499950177552,142.22399999999999,2.4822770753564147,130,0.66666666666666696,3.3152000000000008,130,124.86053887999999,2.179227509270393,{"$f":"epw!A3120-1968","v":37},13.032465559079823,0.22745943365870649,126.41230308358934,2.2063109038376147,-1.5517642035893431,-2.7083394567221645E-2,-4.2741623979607998E-2,-2.4489146635666921,0.89715045997734899,0.30702391339734753,17.591174447258105,68.121150459977457,1.1889383657730563,0.4844483934485414,27.756848336494581,0.99960140677021381,2.8231676942918307E-2,1.5425608982687309,88.382229112707421,null,{"$f":"IF(Z3120<0,0,epw!O3120*SIN(RADIANS(SolarPosition!Z3120)))+epw!P3120","v":393.15310322096303},427.77777777777777,1.54,27.255269784840408,27.255269784840408,0.45795568061740116,1.5110011471309261,0.68335111172534746,2.69,0.31,747.22222222222217,86.111111111111114,null,null,null,null,null,null,null,null,null,null,null,null,129.83333333333906,4.474037816604743,{"$f":"(epw!G3124+273.15)^4*(5.67/(10^8))-epw!M3124","v":75.156135442846448}]
[43.462000000000003,0.75855499950177552,142.22399999999999,2.4822770753564147,131,0.20833333333333401,3.3152000000000008,131,125.84613888,2.196429474378049,{"$f":"epw!A3133-1968","v":37},13.032512648857601,0.22746025553037275,127.37862526977523,2.223176407621628,-1.5324863897752294,-2.6746933243578914E-2,-4.2553287458073803E-2,-2.4381237757546077,0.90563738597937826,0.3115579557474592,17.850955938053083,-96.870362614020408,-1.6907067752154772,0.12856975746444407,7.3665044757332581,-0.95288705114573291,-0.30332534968048652,-1.8789768143818617,-107.65744126701695,null,{"$f":"IF(Z3133<0,0,epw!O3133*SIN(RADIANS(SolarPosition!Z3133)))+epw!P3133","v":0},77.777777777777771,0.28000000000000003,7.7313368771486486,7.7313368771486486,0.13452816546111793,0.37155035501937383,0.42295235404715742,0.79,0.17,219.44444444444443,47.222222222222221,null,null,null,null,null,null,null,null,null,null,null,null,130.3750000000056,4.4823178148855245,{"$f":"(epw!G3137+273.15)^4*(5.67/(10^8))-epw!M3137","v":63.856788477514669}]
[43.462000000000003,0.75855499950177552,142.22399999999999,2.4822770753564147,131,0.91666666666666696,3.3152000000000008,131,125.84613888,2.196429474378049,{"$f":"epw!A3150-1968","v":37},13.032512648857601,0.22746025553037275,127.37862526977523,2.223176407621628,-1.5324863897752294,-2.6746933243578914E-2,-4.2553287458073803E-2,-2.4381237757546077,0.90563738597937826,0.3115579557474592,17.850955938053083,158.12963738597949,2.7598828173700616,-0.4448265823147704,-25.486685781865049,0.39279935379779152,-0.91962419914660654,2.7379190132526885,156.87120410800196,null,{"$f":"IF(Z3150<0,0,epw!O3150*SIN(RADIANS(SolarPosition!Z3150)))+epw!P3150","v":0},0,0,-25.499894522679003,"-","-","-","-",0,0,0,0,null,null,null,null,null,null,null,null,null,null,null,null,131.08333333333877,4.493548617722448,{"$f":"(epw!G3154+273.15)^4*(5.67/(10^8))-epw!M3154","v":79.270842617614505}]
[43.462000000000003,0.75855499950177552,142.22399999999999,2.4822770753564147,132,0.625,3.3152000000000008,132,126.83173888,2.2136314394857051,{"$f":"epw!A3167-1968","v":37},13.032559738635378,0.227461077402039,128.34451084647156,2.2400342911325031,-1.5127719664715613,-2.6402851646798009E-2,-4.2315702352251877E-2,-2.4245111519158424,0.91173918544428112,0.31600489274660232,18.105746659864554,53.135739185444272,0.92739359926697229,0.67853327532729391,38.877092935442214,0.97681370784209021,0.21409105579586263,1.3550351114950618,77.637792980705981,null,{"$f":"IF(Z3167<0,0,epw!O3167*SIN(RADIANS(SolarPosition!Z3167)))+epw!P3167","v":535.03663076922805},600,2.16,38.326250543213121,38.326250543213121,0.62013851862766556,2.215212644301364,0.70780182587048757,2.77,0.44,769.44444444444446,122.22222222222221,null,null,null,null,null,null,null,null,null,null,null,null,131.79166666667194,4.5052347392261129,{"$f":"(epw!G3171+273.15)^4*(5.67/(10^8))-epw!M3171","v":103.05379957378796}]
[43.462000000000003,0.75855499950177552,142.22399999999999,2.4822770753564147,133,0.41666666666666702,3.3152000000000008,133,127.81733887999999,2.2308334045933611,{"$f":"epw!A3186-1968","v":37},13.032606828413156,0.22746189927370528,129.30996582901938,2.256884659357747,-1.4926269490193818,-2.6051254764385759E-2,-4.2028996229140893E-2,-2.408084101101025,0.91545715208164324,0.32036332028688652,18.355466163236422,-21.860542847918236,-0.38153844896947126,1.0274502099184248,58.868560688156215,-0.68356268225097339,0.72989181351338239,-0.75263265810723412,-43.122674833257157,null,{"$f":"IF(Z3186<0,0,epw!O3186*SIN(RADIANS(SolarPosition!Z3186)))+epw!P3186","v":565.56576827565846},647.22222222222217,2.33,58.784805829131159,58.784805829131159,0.85522685537892607,3.3961646872653808,0.55363205308491348,1.1499999999999999,1.35,319.44444444444446,375,null,null,null,null,null,null,null,null,null,null,null,null,132.58333333333843,4.5188323794031691,{"$f":"(epw!G3190+273.15)^4*(5.67/(10^8))-epw!M3190","v":77.753024481204704}]
[43.462000000000003,0.75855499950177552,142.22399999999999,2.4822770753564147,134,8.3333333333333329E-2,3.3152000000000008,134,128.80293888,2.2480353697010176,{"$f":"epw!A3202-1968","v":37},13.032653918190933,0.22746272114537147,130.274996340011,2.2737276191567544,-1.4720574600110012,-2.5692249455736733E-2,-4.1693355098000567E-2,-2.3888532808556873,0.91679582084468603,0.32463185132644351,18.600034976523631,-141.85920417915531,-2.4759101871851601,-0.32746252110427537,-18.762220407988629,-0.61818741149959233,-0.78603074002448148,-2.4751580493707008,-141.8161098567746,null,{"$f":"IF(Z3202<0,0,epw!O3202*SIN(RADIANS(SolarPosition!Z3202)))+epw!P3202","v":0},0,0,-18.398602754344097,"-","-","-","-",0,0,0,0,null,null,null,null,null,null,null,null,null,null,null,null,133.25000000000495,4.5307206256861718,{"$f":"(epw!G3206+273.15)^4*(5.67/(10^8))-epw!M3206","v":71.749401839027882}]
[43.462000000000003,0.75855499950177552,142.22399999999999,2.4822770753564147,134,0.79166666666666696,3.3152000000000008,134,128.80293888,2.2480353697010176,{"$f":"epw!A3219-1968","v":37},13.032653918190933,0.22746272114537147,130.274996340011,2.2737276191567544,-1.4720574600110012,-2.5692249455736733E-2,-4.1693355098000567E-2,-2.3888532808556873,0.91679582084468603,0.32463185132644351,18.600034976523631,113.14079582084479,1.9746794054003818,-5.0964808158213401E-2,-2.9200684111595341,0.87264566133033961,-0.48835391854815136,2.0809987705438999,119.23244672407868,null,{"$f":"IF(Z3219<0,0,epw!O3219*SIN(RADIANS(SolarPosition!Z3219)))+epw!P3219","v":126},0,0,-3.2212007219241405,"-","-","-","-",0,0,0,0,null,null,null,null,null,null,null,null,null,null,null,null,133.95833333333812,4.5437884141855029,{"$f":"(epw!G3223+273.15)^4*(5.67/(10^8))-epw!M3223","v":76.350353631716928}]
[43.462000000000003,0.75855499950177552,142.22399999999999,2.4822770753564147,135,0.5,3.3152000000000008,135,129.78853888,2.2652373348086736,{"$f":"epw!A3236-1968","v":37},13.032701007968711,0.22746354301703775,131.23960860728678,2.2905632792258444,-1.4510697272867787,-2.5325944417170492E-2,-4.1309023981926339E-2,-2.3668327299690817,0.91576300268230293,0.32880911679575126,18.839374657820699,8.139763002682292,0.14206566472882604,1.1247299153429349,64.442277241256548,0.31060911209663683,0.95053773175110656,0.31583377331597728,18.095942238697056,null,{"$f":"IF(Z3236<0,0,epw!O3236*SIN(RADIANS(SolarPosition!Z3236)))+epw!P3236","v":192},944.44444444444446,3.4,63.888952573768101,63.888952573768101,0.8979427326538445,3.6313039983325841,0.76944381335787448,3,0.71,833.33333333333326,197.22222222222223,null,null,null,null,null,null,null,null,null,null,null,null,134.66666666667129,4.5573040518459695,{"$f":"(epw!G3240+273.15)^4*(5.67/(10^8))-epw!M3240","v":42.886178302494898}]
[43.462000000000003,0.75855499950177552,142.22399999999999,2.4822770753564147,135,0.58333333333333404,3.3152000000000008,135,129.78853888,2.2652373348086736,{"$f":"epw!A3238-1968","v":37},13.032701007968711,0.22746354301703775,131.23960860728678,2.2905632792258444,-1.4510697272867787,-2.5325944417170492E-2,-4.1309023981926339E-2,-2.3668327299690817,0.91576300268230293,0.32880911679575126,18.839374657820699,38.139763002682564,0.66566444032712957,0.86703423902246579,49.677402589324323,0.90326851099617145,0.42907574744182353,1.1273270300748126,64.591080954304388,null,{"$f":"IF(Z3238<0,0,epw!O3238*SIN(RADIANS(SolarPosition!Z3238)))+epw!P3238","v":425.9364556122772},777.77777777777783,2.8000000000000003,49.084981019970392,49.084981019970392,0.75568181556505754,2.8728063375793758,0.75294923201082142,3.07,0.48,852.77777777777771,133.33333333333334,null,null,null,null,null,null,null,null,null,null,null,null,134.7500000000046,4.5589234776607981,{"$f":"(epw!G3242+273.15)^4*(5.67/(10^8))-epw!M3242","v":46.560978138671771}]
[43.462000000000003,0.75855499950177552,142.22399999999999,2.4822770753564147,136,0.29166666666666702,3.3152000000000008,136,130.77413888000001,2.2824392999163297,{"$f":"epw!A3255-1968","v":37},13.03274809774649,0.227464364888704,132.20380896192515,2.3073917500631804,-1.4296700819251384,-2.4952450146850737E-2,-4.0876307414285773E-2,-2.3420398969178899,0.91236981499275149,0.3328937665283771,19.073407848289399,-66.863630185007111,-1.1669904965642393,0.51705226617935218,29.624912639751713,-0.99977946836204934,2.1000348608971809E-2,-1.5497944343026417,-88.796680198406307,null,{"$f":"IF(Z3255<0,0,epw!O3255*SIN(RADIANS(SolarPosition!Z3255)))+epw!P3255","v":83.801345593569636},447.22222222222223,1.61,29.928870490779037,29.928870490779037,0.49892449282529955,1.680443962871442,0.65574907474477362,2.37,0.43,658.33333333333337,119.44444444444444,null,null,null,null,null,null,null,null,null,null,null,null,135.45833333333778,4.5729372715564676,{"$f":"(epw!G3259+273.15)^4*(5.67/(10^8))-epw!M3259","v":60.459540040341437}]
[43.462000000000003,0.75855499950177552,142.22399999999999,2.4822770753564147,136,0,3.3152000000000008,136,130.77413888000001,2.2824392999163297,{"$f":"epw!A3272-1968","v":37},13.03274809774649,0.227464364888704,132.20380896192515,2.3073917500631804,-1.4296700819251384,-2.4952450146850737E-2,-4.0876307414285773E-2,-2.3420398969178899,0.91236981499275149,0.3328937665283771,19.073407848289399,-171.86363018500725,-2.9995862111582876,-0.47158098304365959,-27.019600027032133,-0.1501482707304376,-0.98866349017077571,-2.9908744116436239,-171.36448084085291,null,{"$f":"IF(Z3272<0,0,epw!O3272*SIN(RADIANS(SolarPosition!Z3272)))+epw!P3272","v":0},0,0,-26.788020221811664,"-","-","-","-",0,0,0,0,null,null,null,null,null,null,null,null,null,null,null,null,136.16666666667095,4.5873945808466416,{"$f":"(epw!G3276+273.15)^4*(5.67/(10^8))-epw!M3276","v":46.33810841890346}]
[43.462000000000003,0.75855499950177552,142.22399999999999,2.4822770753564147,137,0.58333333333333404,3.3152000000000008,137,131.75973887999999,2.2996412650239857,{"$f":"epw!A3286-1968","v":37},13.032795187524266,0.22746518676037025,133.16760383622619,2.3242131439335787,-1.4078649562262058,-2.4571878909593132E-2,-4.039556985508759E-2,-2.3144956637224134,0.90663070749620767,0.33688447021456003,19.302058326794981,38.130630707496465,0.66550505170786822,0.87294447862251445,50.016034374318188,0.90689852039172414,0.42134911144002851,1.1358639097576371,65.080208130341219,null,{"$f":"IF(Z3286<0,0,epw!O3286*SIN(RADIANS(SolarPosition!Z3286)))+epw!P3286","v":697.20067278739134},761.11111111111109,2.74,49.427743719169861,49.427743719169861,0.75958633571102185,2.8926874466305645,0.73302713954360932,2.83,0.59,786.11111111111109,163.88888888888889,null,null,null,null,null,null,null,null,null,null,null,null,136.75000000000415,4.5996321034968863,{"$f":"(epw!G3290+273.15)^4*(5.67/(10^8))-epw!M3290","v":48.215553039965073}]
[43.462000000000003,0.75855499950177552,142.22399999999999,2.4822770753564147,138,0.45833333333333398,3.3152000000000008,138,132.74533887999999,2.3168432301316417,{"$f":"epw!A3307-1968","v":37},13.032842277302045,0.22746600863203653,134.13099976168999,2.3410275748332197,-1.3856608816900007,-2.4184344701578122E-2,-3.9867236022407271E-2,-2.2842243649358602,0.89856348324585955,0.34077991837591354,19.525251065752531,-6.8774365167539111,-0.1200339113142459,1.1410502801097235,65.377365262507539,-0.27088089258233522,0.96261287236032644,-0.27430801955807094,-15.716691807269507,null,{"$f":"IF(Z3307<0,0,epw!O3307*SIN(RADIANS(SolarPosition!Z3307)))+epw!P3307","v":679.80475232924118},350,1.26,65.056963560001066,65.056963560001066,0.90672750683740011,3.680450728980547,0.2823841973168788,0.15,1.1200000000000001,41.666666666666664,311.11111111111109,null,null,null,null,null,null,null,null,null,null,null,null,137.62500000000395,4.618546934738454,{"$f":"(epw!G3311+273.15)^4*(5.67/(10^8))-epw!M3311","v":94.215553039965073}]
[43.462000000000003,0.75855499950177552,142.22399999999999,2.4822770753564147,139,0.16666666666666699,3.3152000000000008,139,133.73093888,2.3340451952392978,{"$f":"epw!A3324-1968","v":37},13.032889367079822,0.22746683050370278,135.0940033669898,2.3578351584542774,-1.3630644869897992,-2.3789963214979407E-2,-3.929179113407872E-2,-2.2512538014922572,0.88818931450245797,0.34457882335938694,19.742912288076774,-111.88781068549743,-1.9528106893100239,-2.2315316672747023E-2,-1.2785734638463233,-0.87358817603760985,-0.48666590047719782,-2.0790654469430736,-119.1216754413183,null,{"$f":"IF(Z3324<0,0,epw!O3324*SIN(RADIANS(SolarPosition!Z3324)))+epw!P3324","v":0},2.7777777777777777,0.01,-0.87037871193754635,3,5.2335956242943828E-2,0.13746473821734803,3.882812966733875E-2,0,0.01,0,2.7777777777777777,null,null,null,null,null,null,null,null,null,null,null,null,138.33333333333712,4.6343472570918927,{"$f":"(epw!G3328+273.15)^4*(5.67/(10^8))-epw!M3328","v":69.03152230615899}]
[43.462000000000003,0.75855499950177552,142.22399999999999,2.4822770753564147,139,0.66666666666666696,3.3152000000000008,139,133.73093888,2.3340451952392978,{"$f":"epw!A3336-1968","v":37},13.032889367079822,0.22746683050370278,135.0940033669898,2.3578351584542774,-1.3630644869897992,-2.3789963214979407E-2,-3.929179113407872E-2,-2.2512538014922572,0.88818931450245797,0.34457882335938694,19.742912288076774,68.112189314502558,1.188781964279769,0.50869865056910768,29.146285721610106,0.99999040004097983,-4.3817605914938818E-3,1.5751781014080184,90.251057192109457,null,{"$f":"IF(Z3336<0,0,epw!O3336*SIN(RADIANS(SolarPosition!Z3336)))+epw!P3336","v":408.74193946624433},341.66666666666669,1.23,28.664471535233535,28.664471535233535,0.4796794967385376,1.6001397991848281,0.52107542435540033,1.2,0.65,333.33333333333331,180.55555555555554,null,null,null,null,null,null,null,null,null,null,null,null,138.83333333333701,4.6457620999780529,{"$f":"(epw!G3340+273.15)^4*(5.67/(10^8))-epw!M3340","v":97.700179193125848}]
[43.462000000000003,0.75855499950177552,142.22399999999999,2.4822770753564147,140,0.625,3.3152000000000008,140,134.71653888,2.3512471603469542,{"$f":"epw!A3359-1968","v":37},13.0329364568576,0.22746765237536901,136.05662137594155,2.3746360121494776,-1.3400824959415445,-2.3388851802523501E-2,-3.866978105497839E-2,-2.2156152491452099,0.87553275320366541,0.34827992034848171,19.954969525120482,53.099532753203654,0.92676167781397334,0.70023997505123003,40.120795216781545,0.98297386632540451,0.18374541659939586,1.3860009311928383,79.412003758551649,null,{"$f":"IF(Z3359<0,0,epw!O3359*SIN(RADIANS(SolarPosition!Z3359)))+epw!P3359","v":553.6113281847156},650,2.34,39.587113886660092,39.587113886660092,0.63725068126675599,2.2947507728051839,0.74619474105042582,3.14,0.34,872.22222222222217,94.444444444444443,null,null,null,null,null,null,null,null,null,null,null,null,139.79166666667012,4.6682424361205861,{"$f":"(epw!G3363+273.15)^4*(5.67/(10^8))-epw!M3363","v":87.660236848377735}]
[43.462000000000003,0.75855499950177552,142.22399999999999,2.4822770753564147,141,0.33333333333333398,3.3152000000000008,141,135.70213888000001,2.3684491254546103,{"$f":"epw!A3376-1968","v":37},13.032983546635379,0.22746847424703531,137.0188606054698,2.3914302548965991,-1.3167217254697903,-2.2981129441988719E-2,-3.8001812345379367E-2,-2.1773434612383862,0.86062173576859591,0.35188196838958152,20.161351675478869,-51.915378264231173,-0.90609428312913265,0.71731417324409297,41.099074711802487,-0.9804897476410559,0.1965702285972584,-1.372937659199821,-78.663533406720305,null,{"$f":"IF(Z3376<0,0,epw!O3376*SIN(RADIANS(SolarPosition!Z3376)))+epw!P3376","v":235.21663051621618},483.33333333333331,1.74,41.354186419841554,41.354186419841554,0.66071186680754868,2.4054314744263494,0.53516016154608481,1.17,0.97,325,269.44444444444446,null,null,null,null,null,null,null,null,null,null,null,null,140.5000000000033,4.6853637942637878,{"$f":"(epw!G3380+273.15)^4*(5.67/(10^8))-epw!M3380","v":88.05873456353396}]
[43.462000000000003,0.75855499950177552,142.22399999999999,2.4822770753564147,142,4.1666666666666664E-2,3.3152000000000008,142,136.68773888000001,2.3856510905622663,{"$f":"epw!A3393-1968","v":37},13.033030636413155,0.22746929611870151,137.98072796357101,2.4082180072629247,-1.2929890835710012,-2.256691670065809E-2,-3.7288552206038598E-2,-2.1364766655592469,0.84348758198824569,0.35538375143111606,20.361989064529279,-156.93251241801175,-2.7389890451211927,-0.3970743827475719,-22.750686284198139,-0.39832273041792193,-0.91724533382972928,-2.7319051294421532,-156.52663394717624,null,{"$f":"IF(Z3393<0,0,epw!O3393*SIN(RADIANS(SolarPosition!Z3393)))+epw!P3393","v":0},0,0,-22.415872789226491,"-","-","-","-",0,0,0,0,null,null,null,null,null,null,null,null,null,null,null,null,141.20833333333647,4.7029119525557981,{"$f":"(epw!G3397+273.15)^4*(5.67/(10^8))-epw!M3397","v":69.895823956627737}]
[43.462000000000003,{"$f":"A3402/180*PI()","v":0.75855499950177552},142.22399999999999,{"$f":"C3402/180*PI()","v":2.4822770753564147},142,0.41666666666666702,{"$f":"3.71+0.2596*K3402-INT((K3402+3)/4)","v":3.3152000000000008},142,136.68773888000001,{"$f":"I3402/180*PI()","v":2.3856510905622663},{"$f":"epw!A3402-1968","v":37},{"$f":"12.3901+0.0172*(K3402+I3402/360)","v":13.033030636413155},{"$f":"L3402/180*PI()","v":0.22746929611870151},{"$f":"I3402+1.914*SIN(J3402)+0.02*SIN(2*J3402)","v":137.98072796357101},{"$f":"N3402/180*PI()","v":2.4082180072629247},{"$f":"I3402-N3402","v":-1.2929890835710012},{"$f":"P3402/180*PI()","v":-2.256691670065809E-2},{"$f":"ATAN((0.043*SIN(2*(O3402+M3402)))/(1-0.043*COS(2*(O3402+M3402))))","v":-3.7288552206038598E-2},{"$f":"R3402/PI()*180","v":-2.1364766655592469},{"$f":"P3402-S3402","v":0.84348758198824569},{"$f":"ASIN(COS(O3402+M3402)*SIN(-23.4393*PI()/180))","v":0.35538375143111606},{"$f":"U3402/PI()*180","v":20.361989064529279},{"$f":"(F3402*24-12)/12*180+(C3402-135)+T3402","v":-21.932512418011633},{"$f":"W3402/180*PI()","v":-0.38279455492884584},{"$f":"ASIN(SIN(B3402)*SIN(U3402)+COS(B3402)*COS(U3402)*COS(X3402))","v":1.0563628509531195},{"$f":"Y3402/PI()*180","v":60.525132994020986},{"$f":"COS(U3402)*SIN(X3402)/COS(Y3402)","v":-0.71167632851259122},{"$f":"(SIN(Y3402)*SIN(B3402)-SIN(U3402))/(COS(Y3402)*COS(B3402))","v":0.70250751130136668},{"$f":"IF(AA3402>0,PI()/2-ATAN(AB3402/AA3402),-PI()/2-ATAN(AB3402/AA3402))","v":-0.79188154164346558},{"$f":"AC3402/PI()*180","v":-45.371470210483722},null,{"$f":"IF(Z3402<0,0,epw!O3402*SIN(RADIANS(SolarPosition!Z3402)))+epw!P3402","v":342.86774625286478},280.55555555555554,{"$f":"AG3402*3.6/1000","v":1.01},60.493722861894398,{"$f":"IF(AH3402<=0,\"-\",IF(AI3402<3,3,AI3402))","v":60.493722861894398},0.87030174240289759,{"$f":"IF(AK3402=\"-\",\"-\", (0.5163+0.333*AK3402+0.00803*AK3402*AK3402)*(4.921)*AK3402)","v":3.4784218335175647},{"$f":"IF(AK3402=\"-\",\"-\", AH3402/(4.921)/AK3402)","v":0.23582951385930817},0.09,0.93,{"$f":"AN3402*1000/3.6","v":25},{"$f":"AO3402*1000/3.6","v":258.33333333333331},null,null,null,null,null,null,null,null,null,null,null,null,141.58333333333638,4.7123740535880714,{"$f":"(epw!G3406+273.15)^4*(5.67/(10^8))-epw!M3406","v":66.867943097280488}]
[43.462000000000003,0.75855499950177552,142.22399999999999,2.4822770753564147,143,0.5,3.3152000000000008,143,137.67333887999999,2.4028530556699224,{"$f":"epw!A3428-1968","v":37},13.033077726190934,0.22747011799036779,138.94223044727482,2.4249993913696595,-1.2688915672748351,-2.2146335699737004E-2,-3.6530728315900374E-2,-2.0930565550401408,0.82416498776530567,0.35878407937315299,20.5568135045684,8.0481649877652952,0.14046697778023354,1.1541628075880619,66.128657745765651,0.32393299868592501,0.9460800242909394,0.32988369704762155,18.900943571000969,null,{"$f":"IF(Z3428<0,0,epw!O3428*SIN(RADIANS(SolarPosition!Z3428)))+epw!P3428","v":276},888.88888888888891,3.2,65.594084623628333,65.594084623628333,0.91064100589710706,3.702431704656056,0.71408417836867655,2.38,1.03,661.11111111111109,286.11111111111109,null,null,null,null,null,null,null,null,null,null,null,null,142.66666666666947,4.7403732315068847,{"$f":"(epw!G3432+273.15)^4*(5.67/(10^8))-epw!M3432","v":61.750750159276947}]
[43.462000000000003,0.75855499950177552,142.22399999999999,2.4822770753564147,144,0.20833333333333401,3.3152000000000008,144,138.65893887999999,2.4200550207775784,{"$f":"epw!A3445-1968","v":37},13.033124815968712,0.22747093986203407,139.90337514060371,2.4417745308563195,-1.2444362606037203,-2.1719510078741115E-2,-3.5729128558556138E-2,-2.0471282720856054,0.80269201148188518,0.36208178912488198,20.745758355401605,-96.973307988517902,-1.6925035109501569,0.16195961048739937,9.2796021325107301,-0.94055271459430034,-0.33964774556780519,-1.9173386804412238,-109.85541428646457,null,{"$f":"IF(Z3445<0,0,epw!O3445*SIN(RADIANS(SolarPosition!Z3445)))+epw!P3445","v":0},5.5555555555555554,0.02,9.6921263479435922,9.6921263479435922,0.16835392146771833,0.47437298022830665,2.4140896482234234E-2,0,0.02,0,5.5555555555555554,null,null,null,null,null,null,null,null,null,null,null,null,143.37500000000264,4.7592104321940738,{"$f":"(epw!G3449+273.15)^4*(5.67/(10^8))-epw!M3449","v":56.560978138671771}]
[43.462000000000003,0.75855499950177552,142.22399999999999,2.4822770753564147,144,0.54166666666666696,3.3152000000000008,144,138.65893887999999,2.4200550207775784,{"$f":"epw!A3453-1968","v":37},13.033124815968712,0.22747093986203407,139.90337514060371,2.4417745308563195,-1.2444362606037203,-2.1719510078741115E-2,-3.5729128558556138E-2,-2.0471282720856054,0.80269201148188518,0.36208178912488198,20.745758355401605,23.02669201148198,0.40189159144303649,1.0518579747568819,60.267022600747623,0.73755695103204677,0.67528493540453871,0.82944536962218951,47.523719016020046,null,{"$f":"IF(Z3453<0,0,epw!O3453*SIN(RADIANS(SolarPosition!Z3453)))+epw!P3453","v":726.96830678743004},233.33333333333331,0.84,59.668454189281817,59.668454189281817,0.86311763781511608,3.4391225849450011,0.1977679580669629,0.05,0.8,13.888888888888889,222.22222222222223,null,null,null,null,null,null,null,null,null,null,null,null,143.7083333333359,4.7682190532212179,{"$f":"(epw!G3457+273.15)^4*(5.67/(10^8))-epw!M3457","v":59.454947167197474}]
[43.462000000000003,0.75855499950177552,142.22399999999999,2.4822770753564147,145,0.66666666666666696,3.3152000000000008,145,139.64453888,2.4372569858852344,{"$f":"epw!A3480-1968","v":37},13.033171905746489,0.22747176173370029,140.86416921253183,2.4585435508451083,-1.2196303325318354,-2.1286564959873834E-2,-3.4884600633891483E-2,-1.9987403863213784,0.77911005378954301,0.36527574566733645,20.928758585232444,68.003110053789641,1.1868781720346875,0.52318469496195508,29.976274927159409,0.99976888154431864,-2.1498453330936796E-2,1.5922964365087404,91.231865545671482,null,{"$f":"IF(Z3480<0,0,epw!O3480*SIN(RADIANS(SolarPosition!Z3480)))+epw!P3480","v":424.7302973012882},113.8888888888889,0.41000000000000003,29.507646521483839,29.507646521483839,0.49253971075731601,1.6536626682974123,0.16915671424293427,0.04,0.39,11.111111111111111,108.33333333333333,null,null,null,null,null,null,null,null,null,null,null,null,144.83333333333564,4.7992990540881042,{"$f":"(epw!G3484+273.15)^4*(5.67/(10^8))-epw!M3484","v":55.470090690694519}]
[43.462000000000003,0.75855499950177552,142.22399999999999,2.4822770753564147,145,0.70833333333333404,3.3152000000000008,145,139.64453888,2.4372569858852344,{"$f":"epw!A3481-1968","v":37},13.033171905746489,0.22747176173370029,140.86416921253183,2.4585435508451083,-1.2196303325318354,-2.1286564959873834E-2,-3.4884600633891483E-2,-1.9987403863213784,0.77911005378954301,0.36527574566733645,20.928758585232444,83.003110053789797,1.4486775598338395,0.33450026622427703,19.165453500653513,0.98146774434272877,-0.191627416657418,1.7636163516031416,101.04777362712028,null,{"$f":"IF(Z3481<0,0,epw!O3481*SIN(RADIANS(SolarPosition!Z3481)))+epw!P3481","v":279.00034348101809},77.777777777777771,0.28000000000000003,18.755139308943868,18.755139308943868,0.32152440161835216,0.98761915141998191,0.17696636392457749,0.05,0.26,13.888888888888889,72.222222222222214,null,null,null,null,null,null,null,null,null,null,null,null,144.8750000000023,4.8004700927690553,{"$f":"(epw!G3485+273.15)^4*(5.67/(10^8))-epw!M3485","v":77.283020993698869}]
[43.462000000000003,0.75855499950177552,142.22399999999999,2.4822770753564147,146,0.41666666666666702,3.3152000000000008,146,140.63013888,2.4544589509928909,{"$f":"epw!A3498-1968","v":37},13.033218995524267,0.22747258360536657,141.82461991494324,2.4753065779052799,-1.1944810349432373,-2.0847626912388929E-2,-3.399805155167944E-2,-1.9479448655794316,0.75346383063619427,0.36836484311859052,21.105750831693921,-22.022536169363686,-0.38436576579493587,1.06632513320401,61.095929721315102,-0.72374290392179519,0.69006971316153742,-0.8092109553679645,-46.364372478333593,null,{"$f":"IF(Z3498<0,0,epw!O3498*SIN(RADIANS(SolarPosition!Z3498)))+epw!P3498","v":559.13354570708054},163.88888888888889,0.59,61.088259124614837,61.088259124614837,0.87536547587639169,3.5062300286837673,0.13696488349693173,0.02,0.56999999999999995,5.5555555555555554,158.33333333333334,null,null,null,null,null,null,null,null,null,null,null,null,145.58333333333547,4.8205941514422195,{"$f":"(epw!G3502+273.15)^4*(5.67/(10^8))-epw!M3502","v":47.689373265190227}]
[43.462000000000003,0.75855499950177552,142.22399999999999,2.4822770753564147,147,0.29166666666666702,3.3152000000000008,147,141.61573888000001,2.4716609161005469,{"$f":"epw!A3519-1968","v":37},13.033266085302046,0.22747340547703282,142.78473458059082,2.4920637400175147,-1.1689957005908127,-2.0402823916967502E-2,-3.307044700423984E-2,-1.8947970399539997,0.72580133936318703,0.37134800579856209,21.276673462857229,-67.050198660636681,-1.1702467307444022,0.53907014211643967,30.886444004789482,-0.99987723319231758,-1.5669031357305834E-2,-1.5864659993960115,-90.897806106395677,null,{"$f":"IF(Z3519<0,0,epw!O3519*SIN(RADIANS(SolarPosition!Z3519)))+epw!P3519","v":89.240821349547289},125,0.45,31.237597331655572,31.237597331655572,0.51858818545887941,1.763794243712089,0.17633419127359684,0.05,0.42,13.888888888888889,116.66666666666666,null,null,null,null,null,null,null,null,null,null,null,null,146.45833333333528,4.8460144451667233,{"$f":"(epw!G3523+273.15)^4*(5.67/(10^8))-epw!M3523","v":72.215553039965073}]
[43.462000000000003,0.75855499950177552,142.22399999999999,2.4822770753564147,147,0.875,3.3152000000000008,147,141.61573888000001,2.4716609161005469,{"$f":"epw!A3533-1968","v":37},13.033266085302046,0.22747340547703282,142.78473458059082,2.4920637400175147,-1.1689957005908127,-2.0402823916967502E-2,-3.307044700423984E-2,-1.8947970399539997,0.72580133936318703,0.37134800579856209,21.276673462857229,142.94980133936318,2.4949446984436876,-0.29443199152680322,-16.869710468117439,0.58669364563669368,-0.80980896893620913,2.5146227625836577,144.07727136357121,null,{"$f":"IF(Z3533<0,0,epw!O3533*SIN(RADIANS(SolarPosition!Z3533)))+epw!P3533","v":0},0,0,-16.947063333986573,"-","-","-","-",0,0,0,0,null,null,null,null,null,null,null,null,null,null,null,null,147.04166666666848,4.8633032387851536,{"$f":"(epw!G3537+273.15)^4*(5.67/(10^8))-epw!M3537","v":67.619626613596495}]
[43.462000000000003,0.75855499950177552,142.22399999999999,2.4822770753564147,148,0.58333333333333404,3.3152000000000008,148,142.60133888000001,2.4888628812082034,{"$f":"epw!A3550-1968","v":37},13.033313175079822,0.22747422734869904,143.74452062105505,2.5088151665382945,-1.1431817410550309,-1.9952285330091524E-2,-3.210281061568214E-2,-1.8393555587863624,0.69617381773133147,0.37422418929045848,21.441466638048091,37.920173817731595,0.66183188604796439,0.90174303921085663,51.666070352081988,0.92226661272028765,0.38655438823204052,1.173903698226533,67.25972746317936,null,{"$f":"IF(Z3550<0,0,epw!O3550*SIN(RADIANS(SolarPosition!Z3550)))+epw!P3550","v":657.56390987403699},600,2.16,51.101370715918243,51.101370715918243,0.77825817138121589,2.988490032712845,0.56399687394001863,1.27,1.17,352.77777777777777,325,null,null,null,null,null,null,null,null,null,null,null,null,147.75000000000165,4.8846616259375981,{"$f":"(epw!G3554+273.15)^4*(5.67/(10^8))-epw!M3554","v":76.189229134663606}]
[43.462000000000003,0.75855499950177552,142.22399999999999,2.4822770753564147,149,0.375,3.3152000000000008,149,143.58693887999999,2.506064846315859,{"$f":"epw!A3569-1968","v":37},13.033360264857601,0.22747504922036535,144.70398552470448,2.5255609881643077,-1.1170466447044873,-1.9496141848448584E-2,-3.109622306567603E-2,-1.7816823404605986,0.66463569575611126,0.3769923814958267,21.600072368296701,-37.111364304243899,-0.64771549701615061,0.91309684754583809,52.316595651076881,-0.91771206161036623,0.39724623594799652,-1.1622821207298473,-66.593860121335055,null,{"$f":"IF(Z3569<0,0,epw!O3569*SIN(RADIANS(SolarPosition!Z3569)))+epw!P3569","v":390.46148754115063},711.11111111111109,2.56,52.503788741153912,52.503788741153912,0.79339359351958449,3.0670334088094378,0.65568901972113958,1.98,0.99,550,275,null,null,null,null,null,null,null,null,null,null,null,null,148.54166666666814,4.9090026213909734,{"$f":"(epw!G3573+273.15)^4*(5.67/(10^8))-epw!M3573","v":71.660236848377735}]
[43.462000000000003,0.75855499950177552,142.22399999999999,2.4822770753564147,150,4.1666666666666664E-2,3.3152000000000008,150,144.57253888,2.5232668114235151,{"$f":"epw!A3585-1968","v":37},13.033407354635377,0.22747587109203157,145.66313685465735,2.5423013368968679,-1.0905979746573564,-1.9034525473352545E-2,-3.0051821086156356E-2,-1.7218425149190126,0.63124454026165622,0.37965160368008721,21.75243457624239,-157.14475545973835,-2.7426933850137698,-0.37502464729993579,-21.487329503668587,-0.3876926616067019,-0.92178869603413527,-2.7434654923860036,-157.18899395349828,null,{"$f":"IF(Z3585<0,0,epw!O3585*SIN(RADIANS(SolarPosition!Z3585)))+epw!P3585","v":0},0,0,-21.126023784137644,"-","-","-","-",0,0,0,0,null,null,null,null,null,null,null,null,null,null,null,null,149.20833333333465,4.9298817820841307,{"$f":"(epw!G3589+273.15)^4*(5.67/(10^8))-epw!M3589","v":66.304969795271575}]
[43.462000000000003,0.75855499950177552,142.22399999999999,2.4822770753564147,150,0.75,3.3152000000000008,150,144.57253888,2.5232668114235151,{"$f":"epw!A3602-1968","v":37},13.033407354635377,0.22747587109203157,145.66313685465735,2.5423013368968679,-1.0905979746573564,-1.9034525473352545E-2,-3.0051821086156356E-2,-1.7218425149190126,0.63124454026165622,0.37965160368008721,21.75243457624239,97.855244540261651,1.7078962075717707,0.16351519740049217,9.3687306972967317,0.93251719817213119,-0.36112556696140757,1.9402709586145606,111.16933704041674,null,{"$f":"IF(Z3602<0,0,epw!O3602*SIN(RADIANS(SolarPosition!Z3602)))+epw!P3602","v":183.69550947371363},105.55555555555556,0.38,9.0352257662053148,9.0352257662053148,0.15704167176161479,0.43956433890803365,0.4917171114765978,1.22,0.19,338.88888888888886,52.777777777777779,null,null,null,null,null,null,null,null,null,null,null,null,149.91666666666782,4.9524447895171555,{"$f":"(epw!G3606+273.15)^4*(5.67/(10^8))-epw!M3606","v":62.555317851239693}]
[43.462000000000003,0.75855499950177552,142.22399999999999,2.4822770753564147,151,0.45833333333333398,3.3152000000000008,151,145.55813888,2.5404687765311715,{"$f":"epw!A3619-1968","v":37},13.033454444413156,0.22747669296369782,146.62198224674518,2.5590363460063763,-1.063843366745175,-1.8567569475204854E-2,-2.8970796329854828E-2,-1.6599043588337767,0.59606099208860175,0.38220091150538626,21.898499155311701,-7.1799390079111687,-0.12531357578042507,1.1803253292858467,67.627659820468153,-0.30467765841403166,0.95245552361427521,-0.3095999787843895,-17.738772121685347,null,{"$f":"IF(Z3619<0,0,epw!O3619*SIN(RADIANS(SolarPosition!Z3619)))+epw!P3619","v":166},916.66666666666674,3.3000000000000003,67.37125947837022,67.37125947837022,0.92301733200873182,3.7722981018815989,0.72652526034166476,2.4900000000000002,1,691.66666666666663,277.77777777777777,null,null,null,null,null,null,null,null,null,null,null,null,150.62500000000099,4.9753948882798511,{"$f":"(epw!G3623+273.15)^4*(5.67/(10^8))-epw!M3623","v":54.635859524206637}]
[43.462000000000003,0.75855499950177552,142.22399999999999,2.4822770753564147,152,0.16666666666666699,3.3152000000000008,152,146.54373888000001,2.5576707416388276,{"$f":"epw!A3636-1968","v":37},13.033501534190934,0.2274775148353641,147.58052940747854,2.5757661499968165,-1.0367905274785301,-1.809540835798909E-2,-2.7854394110069555E-2,-1.5959392234010443,0.55914869592251426,0.38463939604754571,22.03821402798533,-112.21685130407737,-1.9585535314770426,3.7138518523339146E-3,0.21278803687557635,-0.85812361336047072,-0.5134431460183001,-2.1099887355177223,-120.89344936531079,null,{"$f":"IF(Z3636<0,0,epw!O3636*SIN(RADIANS(SolarPosition!Z3636)))+epw!P3636","v":0},0,0,0.66663350236758823,"-","-","-","-",0,0,0,0,null,null,null,null,null,null,null,null,null,null,null,null,151.33333333333417,4.9987286662188355,{"$f":"(epw!G3640+273.15)^4*(5.67/(10^8))-epw!M3640","v":43.866440624944403}]
[43.462000000000003,0.75855499950177552,142.22399999999999,2.4822770753564147,152,0.91666666666666696,3.3152000000000008,152,146.54373888000001,2.5576707416388276,{"$f":"epw!A3654-1968","v":37},13.033501534190934,0.2274775148353641,147.58052940747854,2.5757661499968165,-1.0367905274785301,-1.809540835798909E-2,-2.7854394110069555E-2,-1.5959392234010443,0.55914869592251426,0.38463939604754571,22.03821402798533,157.78314869592262,2.7538354489076466,-0.37335462355179216,-21.391644191213338,0.37641756918445141,-0.92645011393451127,2.7556662453353504,157.88804560437765,null,{"$f":"IF(Z3654<0,0,epw!O3654*SIN(RADIANS(SolarPosition!Z3654)))+epw!P3654","v":0},0,0,-21.337140014590009,"-","-","-","-",0,0,0,0,null,null,null,null,null,null,null,null,null,null,null,null,152.083333333334,{"$f":"$BE$2+(1/2)*$BF$2*EXP(-1*BE$4*(PI()/(365*$BI$2))^0.5)*COS(2*PI()/365*($BD3654-$BH$2-BE$4/2*(365/(PI()*$BI$2))^0.5))","v":5.0238493599826324},{"$f":"(epw!G3658+273.15)^4*(5.67/(10^8))-epw!M3658","v":58.799237979963664}]
[43.462000000000003,0.75855499950177552,142.22399999999999,2.4822770753564147,153,0.625,3.3152000000000008,153,147.52933888000001,2.5748727067464836,{"$f":"epw!A3671-1968","v":37},13.033548623968711,0.2274783367070303,148.53878611201557,2.5924908845702981,-1.0094472320155603,-1.7618177823814644E-2,-2.6703912011620957E-2,-1.530021454754585,0.52057422273902465,0.38696618479386841,22.171529202968156,52.744574222739011,0.92056648274932473,0.72949883712961616,41.797204527228438,0.98870917805028258,0.14984712622915131,1.4203826753832254,81.381932592959274,null,{"$f":"IF(Z3671<0,0,epw!O3671*SIN(RADIANS(SolarPosition!Z3671)))+epw!P3671","v":605.2030185129355},630.55555555555554,2.27,41.291800920479623,41.291800920479623,0.65989415460495549,2.4015420536450676,0.69903385687868025,2.61,0.55000000000000004,725,152.77777777777777,null,null,null,null,null,null,null,null,null,null,null,null,152.79166666666717,5.0479620790525868,{"$f":"(epw!G3675+273.15)^4*(5.67/(10^8))-epw!M3675","v":58.245116709502383}]
[43.462000000000003,0.75855499950177552,142.22399999999999,2.4822770753564147,154,0.25,3.3152000000000008,154,148.51493887999999,2.5920746718541396,{"$f":"epw!A3686-1968","v":37},13.03359571374649,0.22747915857869661,149.49676020213303,2.6092106865916449,-0.98182132213304385,-1.7136014737505489E-2,-2.5520698373504538E-2,-1.4622283070281945,0.48040698489515066,0.38918044261853768,22.298396831075522,-82.295593015104856,-1.4363290579948271,0.35867090697506465,20.550329203800565,-0.97917911487576792,-0.20299817977289314,-1.7752152130529719,-101.71233943535253,null,{"$f":"IF(Z3686<0,0,epw!O3686*SIN(RADIANS(SolarPosition!Z3686)))+epw!P3686","v":0},50,0.18,20.972132251143165,20.972132251143165,0.35791382861711751,1.1210881986291612,0.10219759168317323,0.01,0.18,2.7777777777777777,50,null,null,null,null,null,null,null,null,null,null,null,null,153.41666666666703,5.0695477922176639,{"$f":"(epw!G3690+273.15)^4*(5.67/(10^8))-epw!M3690","v":96.923887294034046}]
[43.462000000000003,0.75855499950177552,142.22399999999999,2.4822770753564147,155,8.3333333333333329E-2,3.3152000000000008,155,149.50053887999999,2.6092766369617957,{"$f":"epw!A3706-1968","v":37},13.033642803524266,0.22747998045036283,150.45445958420123,2.6259256940530502,-0.95392070420123787,-1.6649057091254506E-2,-2.4306150644327052E-2,-1.3926398481291267,0.4387191439278888,0.39128137273235691,22.418771259649304,-142.33728085607211,-2.4842541992743512,-0.27216796341550137,-15.594075622379222,-0.58641832720301923,-0.8100083613891973,-2.5149627002122639,-144.09674835498802,null,{"$f":"IF(Z3706<0,0,epw!O3706*SIN(RADIANS(SolarPosition!Z3706)))+epw!P3706","v":0},0,0,-15.161222120063128,"-","-","-","-",0,0,0,0,null,null,null,null,null,null,null,null,null,null,null,null,154.25000000000017,5.0987760179822281,{"$f":"(epw!G3710+273.15)^4*(5.67/(10^8))-epw!M3710","v":68.974276954697928}]
[{"$f":"A3722","v":43.462000000000003},0.75855499950177552,{"$f":"C3722","v":142.22399999999999},2.4822770753564147,155,0.79166666666666696,3.3152000000000008,155,{"$f":"0.9856*(H3723-G3723)","v":149.50053887999999},2.6092766369617957,{"$f":"epw!A3723-1968","v":37},13.033642803524266,0.22747998045036283,150.45445958420123,2.6259256940530502,-0.95392070420123787,-1.6649057091254506E-2,-2.4306150644327052E-2,-1.3926398481291267,0.4387191439278888,0.39128137273235691,22.418771259649304,112.66271914392799,1.9663353933111907,3.8066801493341689E-3,0.21810670651307784,0.85305183143519159,-0.52182619030196764,2.1197866522015794,121.45482863931662,null,{"$f":"IF(Z3723<0,0,epw!O3723*SIN(RADIANS(SolarPosition!Z3723)))+epw!P3723","v":91.696620784891635},8.3333333333333339,3.0000000000000002E-2,-2.6913599016603406E-2,3,5.2335956242943828E-2,0.13746473821734803,0.11648438900201626,0.02,0.03,5.5555555555555554,8.3333333333333339,null,null,null,null,null,null,null,null,null,null,null,null,154.95833333333334,5.1240178180549902,{"$f":"(epw!G3727+273.15)^4*(5.67/(10^8))-epw!M3727","v":45.031912416940202}]
[43.462000000000003,0.75855499950177552,142.22399999999999,2.4822770753564147,156,0.5,3.3152000000000008,156,150.48613888,2.6264786020694517,{"$f":"epw!A3740-1968","v":37},13.033689893302045,0.22748080232202908,151.41189222716119,2.6426360460387728,-0.92575334716119073,-1.6157443969320878E-2,-2.3061713612207546E-2,-1.3213388583188928,0.39558551115770202,0.39326821760358577,22.532609085317933,7.6195855111576911,0.13298685480695685,1.1892815619279591,68.140814151198498,0.32893984207307558,0.94435087774457127,0.33518072395795517,19.204440856930308,null,{"$f":"IF(Z3740<0,0,epw!O3740*SIN(RADIANS(SolarPosition!Z3740)))+epw!P3740","v":315},100,0.36,67.64667914898898,67.64667914898898,0.92485618662776614,3.7827244229606758,7.9099717001720637E-2,0,0.36,0,100,null,null,null,null,null,null,null,null,null,null,null,null,155.66666666666652,5.1496212004826916,{"$f":"(epw!G3744+273.15)^4*(5.67/(10^8))-epw!M3744","v":60.481209192312917}]
[43.462000000000003,0.75855499950177552,142.22399999999999,2.4822770753564147,157,4.1666666666666664E-2,3.3152000000000008,157,151.47173888,2.6436805671771078,{"$f":"epw!A3753-1968","v":37},13.033736983079823,0.22748162419369536,152.36906616050675,2.6593418826899176,-0.89732728050674382,-1.5661315512809412E-2,-2.1788877511420845E-2,-1.2484107217319265,0.35108344122518265,0.39514025984667589,22.639869204917197,-157.42491655877484,-2.7475831186279622,-0.36161171334412001,-20.71882499711263,-0.37881042633850337,-0.92547428970082202,-2.7530820622901579,-157.73998282239887,null,{"$f":"IF(Z3753<0,0,epw!O3753*SIN(RADIANS(SolarPosition!Z3753)))+epw!P3753","v":0},0,0,-20.333205147907965,"-","-","-","-",0,0,0,0,null,null,null,null,null,null,null,null,null,null,null,null,156.20833333333306,5.1694418667964595,{"$f":"(epw!G3757+273.15)^4*(5.67/(10^8))-epw!M3757","v":41.828950711476807}]
[43.462000000000003,0.75855499950177552,142.22399999999999,2.4822770753564147,157,0.29166666666666702,3.3152000000000008,157,151.47173888,2.6436805671771078,{"$f":"epw!A3759-1968","v":37},13.033736983079823,0.22748162419369536,152.36906616050675,2.6593418826899176,-0.89732728050674382,-1.5661315512809412E-2,-2.1788877511420845E-2,-1.2484107217319265,0.35108344122518265,0.39514025984667589,22.639869204917197,-67.424916558774683,-1.176786791833063,0.5491458343460115,31.463738645216708,-0.99912483684855591,-4.1827746680240835E-2,-1.6126362797824492,-92.397252721212553,null,{"$f":"IF(Z3759<0,0,epw!O3759*SIN(RADIANS(SolarPosition!Z3759)))+epw!P3759","v":101.08434445897089},77.777777777777771,0.28000000000000003,31.854166389879989,31.854166389879989,0.52775903301859739,1.8031170271427961,0.10781246877383203,0.01,0.27,2.7777777777777777,75,null,null,null,null,null,null,null,null,null,null,null,null,156.458333333333,5.1786599555321322,{"$f":"(epw!G3763+273.15)^4*(5.67/(10^8))-epw!M3763","v":67.866440624944403}]
[43.462000000000003,0.75855499950177552,142.22399999999999,2.4822770753564147,157,0,3.3152000000000008,157,151.47173888,2.6436805671771078,{"$f":"epw!A3776-1968","v":37},13.033736983079823,0.22748162419369536,152.36906616050675,2.6593418826899176,-0.89732728050674382,-1.5661315512809412E-2,-2.1788877511420845E-2,-1.2484107217319265,0.35108344122518265,0.39514025984667589,22.639869204917197,-172.42491655877484,-3.0093825064271118,-0.41071559861599788,-23.532270380885834,-0.13270343889142758,-0.99115578861568954,-3.0084966063336918,-172.37415822235161,null,{"$f":"IF(Z3776<0,0,epw!O3776*SIN(RADIANS(SolarPosition!Z3776)))+epw!P3776","v":0},0,0,-23.231141862150718,"-","-","-","-",0,0,0,0,null,null,null,null,null,null,null,null,null,null,null,null,157.16666666666617,5.2050164105245598,{"$f":"(epw!G3780+273.15)^4*(5.67/(10^8))-epw!M3780","v":75.886178302494898}]
[43.462000000000003,0.75855499950177552,142.22399999999999,2.4822770753564147,159,0.125,3.3152000000000008,159,153.44293888000001,2.6780844973924207,{"$f":"epw!A3803-1968","v":37},13.033831162635378,0.22748326793702786,154.28267030700832,2.692740575626186,-0.83973142700830294,-1.4656078233765323E-2,-1.9164184072503847E-2,-1.0980268651663045,0.2582954381580016,0.39853727271976325,22.834503705496711,-127.51770456184201,-2.2256037991895359,-0.14091561221070212,-8.0738698471754002,-0.73832293117801939,-0.67444736584606624,-2.3110122736206891,-132.41124968139809,null,{"$f":"IF(Z3803<0,0,epw!O3803*SIN(RADIANS(SolarPosition!Z3803)))+epw!P3803","v":0},0,0,-7.6005263525316629,"-","-","-","-",0,0,0,0,null,null,null,null,null,null,null,null,null,null,null,null,158.29166666666592,5.2475934956448231,{"$f":"(epw!G3807+273.15)^4*(5.67/(10^8))-epw!M3807","v":63.684364923583985}]
[43.462000000000003,0.75855499950177552,142.22399999999999,2.4822770753564147,159,0.45833333333333398,3.3152000000000008,159,153.44293888000001,2.6780844973924207,{"$f":"epw!A3811-1968","v":37},13.033831162635378,0.22748326793702786,154.28267030700832,2.692740575626186,-0.83973142700830294,-1.4656078233765323E-2,-1.9164184072503847E-2,-1.0980268651663045,0.2582954381580016,0.39853727271976325,22.834503705496711,-7.5177045618417688,-0.13120869679633654,1.1947956379689646,68.456747436262333,-0.32837146466353578,0.94454866533954873,-0.33457891599578393,-19.169959800620529,null,{"$f":"IF(Z3811<0,0,epw!O3811*SIN(RADIANS(SolarPosition!Z3811)))+epw!P3811","v":655.17225410094011},952.77777777777771,3.43,68.243749646590345,68.243749646590345,0.92876912351376195,3.8049501583461436,0.75046939506234811,2.74,0.89,761.11111111111109,247.22222222222223,null,null,null,null,null,null,null,null,null,null,null,null,158.62499999999918,5.2603759135375538,{"$f":"(epw!G3815+273.15)^4*(5.67/(10^8))-epw!M3815","v":80.875918378214749}]
[43.462000000000003,0.75855499950177552,142.22399999999999,2.4822770753564147,160,0.16666666666666699,3.3152000000000008,160,154.42853887999999,2.6952864625000759,{"$f":"epw!A3828-1968","v":37},13.033878252413157,0.22748408980869414,155.23911686380276,2.7094337171616121,-0.81057798380277291,-1.4147254661535654E-2,-1.7815515729906761E-2,-1.0207538611725875,0.21017587736981458,0.40006101679630979,22.921807810140891,-112.56582412263006,-1.9646442561607518,1.1369571211150769E-2,0.65142844527238275,-0.85057693100436538,-0.52585062940268046,-2.1245111927864189,-121.7255248749662,null,{"$f":"IF(Z3828<0,0,epw!O3828*SIN(RADIANS(SolarPosition!Z3828)))+epw!P3828","v":0},5.5555555555555554,0.02,1.1328312700830807,3,5.2335956242943828E-2,0.13746473821734803,7.7656259334677499E-2,0.01,0.02,2.7777777777777777,5.5555555555555554,null,null,null,null,null,null,null,null,null,null,null,null,159.33333333333235,5.2877889892829266,{"$f":"(epw!G3832+273.15)^4*(5.67/(10^8))-epw!M3832","v":46.421771075378331}]
[43.462000000000003,0.75855499950177552,142.22399999999999,2.4822770753564147,160,0.875,3.3152000000000008,160,154.42853887999999,2.6952864625000759,{"$f":"epw!A3845-1968","v":37},13.033878252413157,0.22748408980869414,155.23911686380276,2.7094337171616121,-0.81057798380277291,-1.4147254661535654E-2,-1.7815515729906761E-2,-1.0207538611725875,0.21017587736981458,0.40006101679630979,22.921807810140891,142.4341758773698,2.4859453364247859,-0.26508703049121951,-15.188368050802644,0.58185542574755289,-0.81329223746949286,2.5205844432726785,144.41885050585674,null,{"$f":"IF(Z3845<0,0,epw!O3845*SIN(RADIANS(SolarPosition!Z3845)))+epw!P3845","v":1},0,0,-15.224306924151588,"-","-","-","-",0,0,0,0,null,null,null,null,null,null,null,null,null,null,null,null,160.04166666666552,5.3155392983657741,{"$f":"(epw!G3849+273.15)^4*(5.67/(10^8))-epw!M3849","v":74.026806510482174}]
[43.462000000000003,0.75855499950177552,142.22399999999999,2.4822770753564147,161,0.875,3.3152000000000008,161,155.41413888,2.7124884276077323,{"$f":"epw!A3869-1968","v":37},13.033925342190933,0.22748491168036039,156.19533739425074,2.7261229137930956,-0.78119851425074671,-1.3634486185363373E-2,-1.6444821714872871E-2,-0.94221887910730429,0.16102036485655757,0.4014675066412659,23.002393742184882,142.38502036485656,2.4850874108859249,-0.26347488829174887,-15.095999106798038,0.58190327969571631,-0.8132579990872324,2.5205256022395837,144.41547916299822,null,{"$f":"IF(Z3869<0,0,epw!O3869*SIN(RADIANS(SolarPosition!Z3869)))+epw!P3869","v":0},0,0,-15.128727699653627,"-","-","-","-",0,0,0,0,null,null,null,null,null,null,null,null,null,null,null,null,161.04166666666529,5.3552823209445126,{"$f":"(epw!G3873+273.15)^4*(5.67/(10^8))-epw!M3873","v":67.350353631716928}]
[43.462000000000003,0.75855499950177552,142.22399999999999,2.4822770753564147,162,0.33333333333333398,3.3152000000000008,162,156.39973888,2.7296903927153888,{"$f":"epw!A3880-1968","v":37},13.033972431968712,0.22748573355202664,157.1513402004706,2.7428083104199379,-0.75160132047059847,-1.3117917704549001E-2,-1.5053787014118119E-2,-0.86251846159781376,0.11091714112721529,0.40275623759143447,23.076232586557431,-52.665082858872552,-0.91917909672295406,0.74040892979892337,42.422306791276363,-0.99091072159236571,0.13452115756748947,-1.4358661148857836,-82.269068328801993,null,{"$f":"IF(Z3880<0,0,epw!O3880*SIN(RADIANS(SolarPosition!Z3880)))+epw!P3880","v":282.23265351254133},652.77777777777771,2.35,42.768469034624609,42.768469034624609,0.67903741579283472,2.4931989273577342,0.70326789552493862,2.62,0.56999999999999995,727.77777777777771,158.33333333333334,null,null,null,null,null,null,null,null,null,null,null,null,161.49999999999852,5.3737165318363473,{"$f":"(epw!G3884+273.15)^4*(5.67/(10^8))-epw!M3884","v":69.636849045923441}]
[43.462000000000003,0.75855499950177552,142.22399999999999,2.4822770753564147,163,4.1666666666666664E-2,3.3152000000000008,163,157.38533888000001,2.7468923578230449,{"$f":"epw!A3897-1968","v":37},13.034019521746488,0.22748655542369287,158.10713363310776,2.7594900527883945,-0.72179475310775842,-1.2597694965349959E-2,-1.3644128315839665E-2,-0.7817509676325527,5.9956214524794271E-2,0.40392674961761299,23.143297985526765,-157.71604378547522,-2.7526642472760838,-0.3546023030193548,-20.317215368628158,-0.37181360412777503,-0.92830740802037892,-2.760630727804207,-158.17248949730984,null,{"$f":"IF(Z3897<0,0,epw!O3897*SIN(RADIANS(SolarPosition!Z3897)))+epw!P3897","v":0},0,0,-19.910230849819097,"-","-","-","-",0,0,0,0,null,null,null,null,null,null,null,null,null,null,null,null,162.20833333333169,5.4024725563201494,{"$f":"(epw!G3901+273.15)^4*(5.67/(10^8))-epw!M3901","v":85.751827258828712}]
[43.462000000000003,0.75855499950177552,142.22399999999999,2.4822770753564147,163,0.95833333333333404,3.3152000000000008,163,157.38533888000001,2.7468923578230449,{"$f":"epw!A3919-1968","v":37},13.034019521746488,0.22748655542369287,158.10713363310776,2.7594900527883945,-0.72179475310775842,-1.2597694965349959E-2,-1.3644128315839665E-2,-0.7817509676325527,5.9956214524794271E-2,0.40392674961761299,23.143297985526765,172.28395621452506,3.0069222843052086,-0.40173953851231969,-23.017980020289315,0.1341385898155173,-0.99096258189817865,3.0070485084858047,172.29118832734574,null,{"$f":"IF(Z3919<0,0,epw!O3919*SIN(RADIANS(SolarPosition!Z3919)))+epw!P3919","v":0},0,0,-22.804994046549293,"-","-","-","-",0,0,0,0,null,null,null,null,null,null,null,null,null,null,null,null,163.12499999999815,5.440160895385306,{"$f":"(epw!G3923+273.15)^4*(5.67/(10^8))-epw!M3923","v":45.536272147083253}]
[43.462000000000003,0.75855499950177552,142.22399999999999,2.4822770753564147,164,0.5,3.3152000000000008,164,158.37093888000001,2.7640943229307009,{"$f":"epw!A3932-1968","v":37},13.034066611524267,0.22748737729535917,159.06272608934529,2.7761682874569593,-0.6917872093452786,-1.2073964526258398E-2,-1.2217591367873874E-2,-0.70001642119463925,8.2292118493606514E-3,0.40497862790560762,23.203566171990303,7.2322292118493499,0.12622621200568565,1.2021966484124207,68.8807940988046,0.32113512055771193,0.94703338607695564,0.32692785079372566,18.731586055763181,null,{"$f":"IF(Z3932<0,0,epw!O3932*SIN(RADIANS(SolarPosition!Z3932)))+epw!P3932","v":640.57285902779006},725,2.61,68.417729704125037,68.417729704125037,0.92989035446339852,3.8113286932790373,0.57036832516697622,1.2,1.49,333.33333333333331,413.88888888888886,null,null,null,null,null,null,null,null,null,null,null,null,163.6666666666647,5.4626795182749275,{"$f":"(epw!G3936+273.15)^4*(5.67/(10^8))-epw!M3936","v":99.233739325024601}]
[43.462000000000003,0.75855499950177552,142.22399999999999,2.4822770753564147,165,0.20833333333333401,3.3152000000000008,165,159.35653887999999,2.7812962880383569,{"$f":"epw!A3949-1968","v":37},13.034113701302045,0.2274881991670254,160.01812601091976,2.7928431617617298,-0.66158713091977006,-1.1546873723372767E-2,-1.0775948252144368E-2,-0.61741635509924853,-4.4170775820521535E-2,0.40591150338290283,23.257015999650569,-97.820170775820301,-1.7072840549012001,0.18187747813961208,10.420811885882664,-0.92546330265425025,-0.37883726775528276,-1.9593359211434604,-112.26167892989776,null,{"$f":"IF(Z3949<0,0,epw!O3949*SIN(RADIANS(SolarPosition!Z3949)))+epw!P3949","v":0},33.333333333333336,0.12000000000000001,10.906268968667989,10.906268968667989,0.18920288202975766,0.53963922076408999,0.12888433453855624,0.02,0.12,5.5555555555555554,33.333333333333336,null,null,null,null,null,null,null,null,null,null,null,null,164.37499999999787,5.4924012603038985,{"$f":"(epw!G3953+273.15)^4*(5.67/(10^8))-epw!M3953","v":52.327924182123354}]
[43.462000000000003,0.75855499950177552,142.22399999999999,2.4822770753564147,165,0.91666666666666696,3.3152000000000008,165,159.35653887999999,2.7812962880383569,{"$f":"epw!A3966-1968","v":37},13.034113701302045,0.2274881991670254,160.01812601091976,2.7928431617617298,-0.66158713091977006,-1.1546873723372767E-2,-1.0775948252144368E-2,-0.61741635509924853,-4.4170775820521535E-2,0.40591150338290283,23.257015999650569,157.17982922417957,2.7433055376843378,-0.35015557274236686,-20.062436491123712,0.37934417486208999,-0.92525563872813033,2.7525052644542449,157.70693474076879,null,{"$f":"IF(Z3966<0,0,epw!O3966*SIN(RADIANS(SolarPosition!Z3966)))+epw!P3966","v":0},0,0,-19.963815408344733,"-","-","-","-",0,0,0,0,null,null,null,null,null,null,null,null,null,null,null,null,165.08333333333104,5.5224298145179311,{"$f":"(epw!G3970+273.15)^4*(5.67/(10^8))-epw!M3970","v":78.619626613596495}]
[43.462000000000003,0.75855499950177552,142.22399999999999,2.4822770753564147,166,4.1666666666666664E-2,3.3152000000000008,166,160.34213887999999,2.798498253146013,{"$f":"epw!A3969-1968","v":37},13.034160791079822,0.22748902103869165,160.97334188214077,2.8095148237818424,-0.63120300214077929,-1.1016570635829415E-2,-9.3209945827668339E-3,-0.53405365045684328,-9.7149351683936014E-2,0.40672505318888091,23.303628969956801,-157.87314935168394,-2.7554062566796356,-0.35266311653768323,-20.206108167539554,-0.36861723148454062,-0.92958126952551745,-2.7640715900347965,-158.36963638100858,null,{"$f":"IF(Z3969<0,0,epw!O3969*SIN(RADIANS(SolarPosition!Z3969)))+epw!P3969","v":0},0,0,-19.788344331932155,"-","-","-","-",0,0,0,0,null,null,null,null,null,null,null,null,null,null,null,null,165.20833333333101,5.5277604846328412,{"$f":"(epw!G3973+273.15)^4*(5.67/(10^8))-epw!M3973","v":43.544973359901292}]
[43.462000000000003,0.75855499950177552,142.22399999999999,2.4822770753564147,167,0.375,3.3152000000000008,167,161.32773888,2.815700218253669,{"$f":"epw!A4001-1968","v":37},13.034207880857601,0.2274898429103579,161.92838222791548,2.8261834223049958,-0.60064334791547935,-1.0483204051326933E-2,-7.8545466356178331E-3,-0.45003237220958198,-0.15061097570589738,0.40741900108668833,23.343389255703144,-37.926610975705906,-0.66194423564908722,0.92435765033354622,52.961792124741713,-0.93690157209148306,0.34959325538761243,-1.2136593963726632,-69.5375611785487,null,{"$f":"IF(Z4001<0,0,epw!O4001*SIN(RADIANS(SolarPosition!Z4001)))+epw!P4001","v":285.89271777741624},758.33333333333337,2.73,53.230403194728112,53.230403194728112,0.80104912159813435,3.1070630847913265,0.69254840514725424,2.33,0.86,647.22222222222217,238.88888888888889,null,null,null,null,null,null,null,null,null,null,null,null,166.54166666666404,5.5852003250384543,{"$f":"(epw!G4005+273.15)^4*(5.67/(10^8))-epw!M4005","v":55.602404996341932}]
[43.462000000000003,0.75855499950177552,142.22399999999999,2.4822770753564147,167,0.41666666666666702,3.3152000000000008,167,161.32773888,2.815700218253669,{"$f":"epw!A4002-1968","v":37},13.034207880857601,0.2274898429103579,161.92838222791548,2.8261834223049958,-0.60064334791547935,-1.0483204051326933E-2,-7.8545466356178331E-3,-0.45003237220958198,-0.15061097570589738,0.40741900108668833,23.343389255703144,-22.926610975705778,-0.40014484784993548,1.0893768058142379,62.416693272598479,-0.77243282070278985,0.63509647889209075,-0.88266291054050272,-50.572859506704155,null,{"$f":"IF(Z4002<0,0,epw!O4002*SIN(RADIANS(SolarPosition!Z4002)))+epw!P4002","v":161},894.44444444444446,3.22,62.522921883271181,62.522921883271181,0.88719549041816848,3.571544486190072,0.73753592769838916,2.66,0.86,738.88888888888891,238.88888888888889,null,null,null,null,null,null,null,null,null,null,null,null,166.5833333333307,5.5870122076629789,{"$f":"(epw!G4006+273.15)^4*(5.67/(10^8))-epw!M4006","v":59.536272147083253}]
[43.462000000000003,0.75855499950177552,142.22399999999999,2.4822770753564147,168,0.125,3.3152000000000008,168,162.31333888,2.832902183361325,{"$f":"epw!A4019-1968","v":37},13.034254970635377,0.22749066478202412,162.88325561177729,2.8428491067930439,-0.5699167317772833,-9.9469234317189886E-3,-6.3784384175779446E-3,-0.36545760121131965,-0.20445913056596365,0.40799311781505609,23.376283721186475,-127.98045913056598,-2.2336803900424158,-0.13751459422996565,-7.8790058708310946,-0.73041801186406241,-0.68300038648931261,-2.3226588801968147,-133.0785510838594,null,{"$f":"IF(Z4019<0,0,epw!O4019*SIN(RADIANS(SolarPosition!Z4019)))+epw!P4019","v":0},0,0,-7.3751026858857607,"-","-","-","-",0,0,0,0,null,null,null,null,null,null,null,null,null,null,null,null,167.29166666666387,5.6179684345734504,{"$f":"(epw!G4023+273.15)^4*(5.67/(10^8))-epw!M4023","v":35.282757540967168}]
[43.462000000000003,0.75855499950177552,142.22399999999999,2.4822770753564147,168,0.875,3.3152000000000008,168,162.31333888,2.832902183361325,{"$f":"epw!A4037-1968","v":37},13.034254970635377,0.22749066478202412,162.88325561177729,2.8428491067930439,-0.5699167317772833,-9.9469234317189886E-3,-6.3784384175779446E-3,-0.36545760121131965,-0.20445913056596365,0.40799311781505609,23.376283721186475,142.01954086943402,2.4787085903422739,-0.25498294302369229,-14.609446483082307,0.58375479549117415,-0.81193000852355346,2.5182470781725241,144.28492935043673,null,{"$f":"IF(Z4037<0,0,epw!O4037*SIN(RADIANS(SolarPosition!Z4037)))+epw!P4037","v":0},0,0,-14.61970708847319,"-","-","-","-",0,0,0,0,null,null,null,null,null,null,null,null,null,null,null,null,168.0416666666637,5.65105958308797,{"$f":"(epw!G4041+273.15)^4*(5.67/(10^8))-epw!M4041","v":39.536272147083253}]
[43.462000000000003,0.75855499950177552,142.22399999999999,2.4822770753564147,169,0.58333333333333404,3.3152000000000008,169,163.29893888000001,2.8501041484689815,{"$f":"epw!A4054-1968","v":37},13.034302060413156,0.22749148665369043,163.8379706339187,2.8595120273476624,-0.5390317539186924,-9.4078788786810287E-3,-4.8945186840141002E-3,-0.28043526334193375,-0.25859649057675865,0.4084472213786085,23.40230193883988,36.965403509423503,0.64516800056770685,0.93642458991461675,53.653176834376417,0.93115015502922249,0.3646359674923132,1.1975545029671542,68.614818756904953,null,{"$f":"IF(Z4054<0,0,epw!O4054*SIN(RADIANS(SolarPosition!Z4054)))+epw!P4054","v":458.78139337858721},738.88888888888891,2.66,53.138202155568784,53.138202155568784,0.80008481292777656,3.1020096667978492,0.67560405072872576,2.16,0.93,600,258.33333333333331,null,null,null,null,null,null,null,null,null,null,null,null,168.74999999999687,5.6826039819077989,{"$f":"(epw!G4058+273.15)^4*(5.67/(10^8))-epw!M4058","v":34.726714845221466}]
[43.462000000000003,0.75855499950177552,142.22399999999999,2.4822770753564147,170,0.29166666666666702,3.3152000000000008,170,164.28453888000001,2.867306113576638,{"$f":"epw!A4071-1968","v":37},13.034349150190934,0.22749230852535665,164.7925359292289,2.8761723346760975,-0.50799704922889077,-8.8662210994598662E-3,-3.4046479133729222E-3,-0.19507195616429074,-0.31292509306460004,0.40878117727542912,23.421436202271206,-68.088925093064475,-1.1883759270177616,0.54915053973704264,31.464008244263749,-0.99806991957337277,-6.2100206463434358E-2,-1.6329365169263736,-93.560370632674136,null,{"$f":"IF(Z4071<0,0,epw!O4071*SIN(RADIANS(SolarPosition!Z4071)))+epw!P4071","v":104.21686810855104},427.77777777777777,1.54,31.896834870125037,31.896834870125037,0.52839143507509301,1.8058391872990798,0.5922588874408321,1.72,0.63,477.77777777777777,175,null,null,null,null,null,null,null,null,null,null,null,null,169.45833333333005,5.7144269141298265,{"$f":"(epw!G4075+273.15)^4*(5.67/(10^8))-epw!M4075","v":62.350353631716928}]
[43.462000000000003,0.75855499950177552,142.22399999999999,2.4822770753564147,170,0.91666666666666696,3.3152000000000008,170,164.28453888000001,2.867306113576638,{"$f":"epw!A4086-1968","v":37},13.034349150190934,0.22749230852535665,164.7925359292289,2.8761723346760975,-0.50799704922889077,-8.8662210994598662E-3,-3.4046479133729222E-3,-0.19507195616429074,-0.31292509306460004,0.40878117727542912,23.421436202271206,156.91107490693551,2.7386148899694795,-0.34612215181118938,-19.831338494767515,0.38253375951032137,-0.92394151483462406,2.7490555711871112,157.50928187594729,null,{"$f":"IF(Z4086<0,0,epw!O4086*SIN(RADIANS(SolarPosition!Z4086)))+epw!P4086","v":0},0,0,-19.715617067524718,"-","-","-","-",0,0,0,0,null,null,null,null,null,null,null,null,null,null,null,null,170.0833333333299,5.7427335058907367,{"$f":"(epw!G4090+273.15)^4*(5.67/(10^8))-epw!M4090","v":57.090989927550197}]
[43.462000000000003,{"$f":"A4106/180*PI()","v":0.75855499950177552},142.22399999999999,{"$f":"C4106/180*PI()","v":2.4822770753564147},171,0.75,{"$f":"3.71+0.2596*K4106-INT((K4106+3)/4)","v":3.3152000000000008},171,165.27013887999999,{"$f":"I4106/180*PI()","v":2.8845080786842932},{"$f":"epw!A4106-1968","v":37},{"$f":"12.3901+0.0172*(K4106+I4106/360)","v":13.034396239968711},{"$f":"L4106/180*PI()","v":0.2274931303970229},{"$f":"I4106+1.914*SIN(J4106)+0.02*SIN(2*J4106)","v":165.74696016533494},{"$f":"N4106/180*PI()","v":2.8928301800569796},{"$f":"I4106-N4106","v":-0.47682128533494961},{"$f":"P4106/180*PI()","v":-8.322101372686224E-3},{"$f":"ATAN((0.043*SIN(2*(O4106+M4106)))/(1-0.043*COS(2*(O4106+M4106))))","v":-1.9106952480161645E-3},{"$f":"R4106/PI()*180","v":-0.10947477364702832},{"$f":"P4106-S4106","v":-0.36734651168792132},{"$f":"ASIN(COS(O4106+M4106)*SIN(-23.4393*PI()/180))","v":0.40899489866089173},{"$f":"U4106/PI()*180","v":23.433681535649903},{"$f":"(F4106*24-12)/12*180+(C4106-135)+T4106","v":96.856653488312062},{"$f":"W4106/180*PI()","v":1.6904675058342964},{"$f":"ASIN(SIN(B4106)*SIN(U4106)+COS(B4106)*COS(U4106)*COS(X4106))","v":0.19529077160977118},{"$f":"Y4106/PI()*180","v":11.189336991093167},{"$f":"COS(U4106)*SIN(X4106)/COS(Y4106)","v":0.92861053438599239},{"$f":"(SIN(Y4106)*SIN(B4106)-SIN(U4106))/(COS(Y4106)*COS(B4106))","v":-0.37105589259215616},{"$f":"IF(AA4106>0,PI()/2-ATAN(AB4106/AA4106),-PI()/2-ATAN(AB4106/AA4106))","v":1.950942156751732},{"$f":"AC4106/PI()*180","v":111.78075165602452},null,{"$f":"IF(Z4106<0,0,epw!O4106*SIN(RADIANS(SolarPosition!Z4106)))+epw!P4106","v":137.3135780655642},77.777777777777771,{"$f":"AG4106*3.6/1000","v":0.28000000000000003},10.908290436461195,{"$f":"IF(AH4106<=0,\"-\",IF(AI4106<3,3,AI4106))","v":10.908290436461195},0.18923752593103596,{"$f":"IF(AK4106=\"-\",\"-\", (0.5163+0.333*AK4106+0.00803*AK4106*AK4106)*(4.921)*AK4106)","v":0.53974887232964264},{"$f":"IF(AK4106=\"-\",\"-\", AH4106/(4.921)/AK4106)","v":0.30067505896352231},0.27,0.23,{"$f":"AN4106*1000/3.6","v":75},{"$f":"AO4106*1000/3.6","v":63.888888888888886},null,null,null,null,null,null,null,null,null,null,null,null,170.91666666666305,5.7808015566533371,{"$f":"(epw!G4110+273.15)^4*(5.67/(10^8))-epw!M4110","v":73.882166211507752}]
[43.462000000000003,0.75855499950177552,142.22399999999999,2.4822770753564147,172,0.45833333333333398,3.3152000000000008,172,166.25573888,2.9017100437919496,{"$f":"epw!A4123-1968","v":37},13.034443329746489,0.22749395226868918,166.70125204064726,2.9094857153062108,-0.4455131606472662,-7.775671514261227E-3,-4.1453541062979558E-4,-2.3751129487809806E-2,-0.42176203115945637,0.4090883464470208,23.439035699399938,-8.1977620311592272,-0.1430779387387065,1.2019690414257613,68.867753179081333,-0.36287475486446713,0.93183792168061697,-0.3713510848314121,-21.276849878444516,null,{"$f":"IF(Z4123<0,0,epw!O4123*SIN(RADIANS(SolarPosition!Z4123)))+epw!P4123","v":614.85221334402775},241.66666666666666,0.87,68.724322581085559,68.724322581085559,0.93184534709291933,3.8224609066440665,0.18972390133149691,0.04,0.83,11.111111111111111,230.55555555555554,null,null,null,null,null,null,null,null,null,null,null,null,171.62499999999622,5.8134469304517005,{"$f":"(epw!G4127+273.15)^4*(5.67/(10^8))-epw!M4127","v":75.694493938565245}]
[43.462000000000003,0.75855499950177552,142.22399999999999,2.4822770753564147,172,0,3.3152000000000008,172,166.25573888,2.9017100437919496,{"$f":"epw!A4136-1968","v":37},13.034443329746489,0.22749395226868918,166.70125204064726,2.9094857153062108,-0.4455131606472662,-7.775671514261227E-3,-4.1453541062979558E-4,-2.3751129487809806E-2,-0.42176203115945637,0.4090883464470208,23.439035699399938,-173.19776203115947,-3.0228712045293542,-0.39806230149882016,-22.807289859146497,-0.11788639629984521,-0.99302708803306838,-3.023431486936019,-173.22986384839677,null,{"$f":"IF(Z4136<0,0,epw!O4136*SIN(RADIANS(SolarPosition!Z4136)))+epw!P4136","v":0},0,0,-22.452051773647757,"-","-","-","-",0,0,0,0,null,null,null,null,null,null,null,null,null,null,null,null,172.16666666666276,5.8385861099025993,{"$f":"(epw!G4140+273.15)^4*(5.67/(10^8))-epw!M4140","v":68.987441505615209}]
[43.462000000000003,0.75855499950177552,142.22399999999999,2.4822770753564147,173,0.91666666666666696,3.3152000000000008,173,167.24133888,2.9189120088996061,{"$f":"epw!A4158-1968","v":37},13.034490419524268,0.22749477414035543,167.65542028240884,2.9261390927429156,-0.41408140240883995,-7.2270838433098365E-3,1.0819543943124668E-3,6.1991420419737625E-2,-0.47607282282857755,0.4090615293368931,23.437499192170883,156.74792717717153,2.7357674249179444,-0.34506197518696019,-19.770594848660753,0.38489356182119538,-0.92296096670909855,2.7465001563232501,157.36286738934308,null,{"$f":"IF(Z4158<0,0,epw!O4158*SIN(RADIANS(SolarPosition!Z4158)))+epw!P4158","v":0},0,0,-19.644638585748673,"-","-","-","-",0,0,0,0,null,null,null,null,null,null,null,null,null,null,null,null,173.08333333332922,5.8814683451319922,{"$f":"(epw!G4162+273.15)^4*(5.67/(10^8))-epw!M4162","v":71.427403919608935}]
[43.462000000000003,0.75855499950177552,142.22399999999999,2.4822770753564147,174,0.625,3.3152000000000008,174,168.22693888000001,2.9361139740072622,{"$f":"epw!A4175-1968","v":37},13.034537509302044,0.22749559601202168,168.60947364474831,2.9427904651554617,-0.38253476474829995,-6.6764911481997724E-3,2.5768975844615073E-3,0.14764535582710095,-0.53018012057540087,0.40891450379385685,23.429075249074288,51.693819879424588,0.90222735982885705,0.75643033015403871,43.340265413513869,0.98999290958753083,0.14111711082081671,1.429206599730765,81.887506216816007,null,{"$f":"IF(Z4175<0,0,epw!O4175*SIN(RADIANS(SolarPosition!Z4175)))+epw!P4175","v":535.98318267311731},130.55555555555557,0.47000000000000008,42.882726454792405,42.882726454792405,0.68049999081978396,2.5002534467317581,0.14035127724602348,0.02,0.46,5.5555555555555554,127.77777777777777,null,null,null,null,null,null,null,null,null,null,null,null,173.79166666666239,5.9148907528059826,{"$f":"(epw!G4179+273.15)^4*(5.67/(10^8))-epw!M4179","v":77.694493938565245}]
[43.462000000000003,0.75855499950177552,142.22399999999999,2.4822770753564147,175,0.33333333333333398,3.3152000000000008,175,169.21253888000001,2.9533159391149182,{"$f":"epw!A4192-1968","v":37},13.034584599079823,0.22749641788368796,169.5634209067363,2.9594399857675371,-0.35088202673628643,-6.1240466526189712E-3,4.0684212992769912E-3,0.23310336972970241,-0.5839853964659889,0.40864737394559963,23.413769836187178,-53.35998539646576,-0.93130743398441929,0.73533706672693144,42.131710442982964,-0.99288817451558231,0.11905071569341612,-1.4514625831615073,-83.162680136310641,null,{"$f":"IF(Z4192<0,0,epw!O4192*SIN(RADIANS(SolarPosition!Z4192)))+epw!P4192","v":300.5225379813877},236.11111111111111,0.85,42.518043451739914,42.518043451739914,0.67582235575151017,2.4777174033208982,0.25558361398901558,0.13,0.76,36.111111111111107,211.11111111111111,null,null,null,null,null,null,null,null,null,null,null,null,174.49999999999557,5.9485571581662757,{"$f":"(epw!G4196+273.15)^4*(5.67/(10^8))-epw!M4196","v":51.875918378214749}]
[43.462000000000003,0.75855499950177552,142.22399999999999,2.4822770753564147,175,0.75,3.3152000000000008,175,169.21253888000001,2.9533159391149182,{"$f":"epw!A4202-1968","v":37},13.034584599079823,0.22749641788368796,169.5634209067363,2.9594399857675371,-0.35088202673628643,-6.1240466526189712E-3,4.0684212992769912E-3,0.23310336972970241,-0.5839853964659889,0.40864737394559963,23.413769836187178,96.640014603533999,1.6866864440070708,0.19760494301247208,11.321929245537797,0.92959400719727303,-0.36858510792341576,1.948282833563856,111.62838366099795,null,{"$f":"IF(Z4202<0,0,epw!O4202*SIN(RADIANS(SolarPosition!Z4202)))+epw!P4202","v":139.87283472154968},80.555555555555557,0.28999999999999998,11.050917434603413,11.050917434603413,0.19168126929954851,0.54749363656112937,0.3074432456443949,0.28999999999999998,0.23,80.555555555555557,63.888888888888886,null,null,null,null,null,null,null,null,null,null,null,null,174.91666666666214,5.9684728884187335,{"$f":"(epw!G4206+273.15)^4*(5.67/(10^8))-epw!M4206","v":78.647103504908955}]
[43.462000000000003,0.75855499950177552,142.22399999999999,2.4822770753564147,176,0.79166666666666696,3.3152000000000008,176,170.19813887999999,2.9705179042225738,{"$f":"epw!A4227-1968","v":37},13.034631688857601,0.22749723975535421,170.5172708704454,2.9760878082042894,-0.31913199044541329,-5.5699039817155467E-3,5.5546594859069102E-3,0.31825854517477353,-0.63739053562018677,0.40826029142336062,23.391591641339602,111.58660946437992,1.9475537362904956,2.8007179116367742E-2,1.6046931594348099,0.85377462083411915,-0.52064277275263882,2.1183999648109282,121.37537730432828,null,{"$f":"IF(Z4227<0,0,epw!O4227*SIN(RADIANS(SolarPosition!Z4227)))+epw!P4227","v":47.298047347009508},5.5555555555555554,0.02,1.4166578069063924,3,5.2335956242943828E-2,0.13746473821734803,7.7656259334677499E-2,0.01,0.02,2.7777777777777777,5.5555555555555554,null,null,null,null,null,null,null,null,null,null,null,null,175.95833333332857,6.018617279094947,{"$f":"(epw!G4231+273.15)^4*(5.67/(10^8))-epw!M4231","v":58.671018809028965}]
[43.462000000000003,0.75855499950177552,142.22399999999999,2.4822770753564147,177,0.5,3.3152000000000008,177,171.18373887999999,2.9877198693302303,{"$f":"epw!A4244-1968","v":37},13.034678778635378,0.22749806162702046,171.47103235901298,2.9927340864585159,-0.28729347901298752,-5.0142171282858607E-3,7.033755961768029E-3,0.40300453073428927,-0.69029800974727684,0.40775345513683647,23.362552061217688,6.5337019902527125,0.1140346120740163,1.2076106959982631,69.190996175556364,0.29403939778293076,0.95579330011851982,0.29845033174575653,17.099944403311142,null,{"$f":"IF(Z4244<0,0,epw!O4244*SIN(RADIANS(SolarPosition!Z4244)))+epw!P4244","v":687.4705358139903},344.44444444444446,1.24,68.78657108067523,68.78657108067523,0.9322390184549354,3.8247041863291305,0.27029688698345805,0.13,1.1200000000000001,36.111111111111107,311.11111111111109,null,null,null,null,null,null,null,null,null,null,null,null,176.66666666666174,6.0529988080682404,{"$f":"(epw!G4248+273.15)^4*(5.67/(10^8))-epw!M4248","v":90.189229134663606}]
[43.462000000000003,0.75855499950177552,142.22399999999999,2.4822770753564147,177,0.83333333333333404,3.3152000000000008,177,171.18373887999999,2.9877198693302303,{"$f":"epw!A4252-1968","v":37},13.034678778635378,0.22749806162702046,171.47103235901298,2.9927340864585159,-0.28729347901298752,-5.0142171282858607E-3,7.033755961768029E-3,0.40300453073428927,-0.69029800974727684,0.40775345513683647,23.362552061217688,126.53370199025298,2.2084297144672163,-0.12420328428778993,-7.1163239913538936,0.74335684348480724,-0.6688950614590482,2.3035177009158896,131.98184229615913,null,{"$f":"IF(Z4252<0,0,epw!O4252*SIN(RADIANS(SolarPosition!Z4252)))+epw!P4252","v":21},0,0,-7.2072667902013903,"-","-","-","-",0,0,0,0,null,null,null,null,null,null,null,null,null,null,null,null,176.999999999995,6.069255987759834,{"$f":"(epw!G4256+273.15)^4*(5.67/(10^8))-epw!M4256","v":68.374731165618414}]
[43.462000000000003,0.75855499950177552,142.22399999999999,2.4822770753564147,178,0.29166666666666702,3.3152000000000008,178,172.16933888,3.0049218344378863,{"$f":"epw!A4263-1968","v":37},13.034725868413156,0.22749888349868669,172.42471421470708,3.0093789748569075,-0.2553753347070824,-4.4571404190211373E-3,8.5038674444751858E-3,0.48723571410712907,-0.74261104881421147,0.40712711098558824,23.32666518482846,-68.51861104881408,-1.1958753616951707,0.54270230158395827,31.094551412796779,-0.99785167174548772,-6.551367181539601E-2,-1.6363569539203444,-93.756347236519062,null,{"$f":"IF(Z4263<0,0,epw!O4263*SIN(RADIANS(SolarPosition!Z4263)))+epw!P4263","v":51.931315225139201},61.111111111111107,0.22,31.547454254307397,31.547454254307397,0.52320457013176214,1.7835526318341985,8.5447190349609278E-2,0.01,0.21,2.7777777777777777,58.333333333333329,null,null,null,null,null,null,null,null,null,null,null,null,177.45833333332823,6.0916894298801472,{"$f":"(epw!G4267+273.15)^4*(5.67/(10^8))-epw!M4267","v":70.844706973274072}]
[43.462000000000003,0.75855499950177552,142.22399999999999,2.4822770753564147,178,0,3.3152000000000008,178,172.16933888,3.0049218344378863,{"$f":"epw!A4280-1968","v":37},13.034725868413156,0.22749888349868669,172.42471421470708,3.0093789748569075,-0.2553753347070824,-4.4571404190211373E-3,8.5038674444751858E-3,0.48723571410712907,-0.74261104881421147,0.40712711098558824,23.32666518482846,-173.51861104881422,-3.0284710762892195,-0.40048371782653536,-22.946026795168649,-0.11256049884815281,-0.99364487323140527,-3.0287931015326279,-173.53706173615822,null,{"$f":"IF(Z4280<0,0,epw!O4280*SIN(RADIANS(SolarPosition!Z4280)))+epw!P4280","v":0},0,0,-22.568957176940859,"-","-","-","-",0,0,0,0,null,null,null,null,null,null,null,null,null,null,null,null,178.1666666666614,6.1265380871048372,{"$f":"(epw!G4284+273.15)^4*(5.67/(10^8))-epw!M4284","v":57.053799573787956}]
[43.462000000000003,0.75855499950177552,142.22399999999999,2.4822770753564147,179,0.70833333333333404,3.3152000000000008,179,173.15493888,3.0221237995455423,{"$f":"epw!A4297-1968","v":37},13.034772958190933,0.22749970537035294,173.37832529699497,3.0260226280263374,-0.22338641699496975,-3.8988284807952396E-3,9.9631665399627142E-3,0.5708473933258229,-0.79423381032079265,0.40638155150800326,23.28394777338686,81.429766189679469,1.4212175291390641,0.38036936832000862,21.793559460793613,0.97821596935222288,-0.2075897813098973,1.7799067473804535,101.98114455175798,null,{"$f":"IF(Z4297<0,0,epw!O4297*SIN(RADIANS(SolarPosition!Z4297)))+epw!P4297","v":343.81786262477624},194.44444444444446,0.70000000000000007,21.462772138666171,21.462772138666171,{"$f":"IF(AJ4297=\"-\",\"-\", SIN(PI()*AJ4297/180))","v":0.36589661174802968},1.1509625092554077,0.38876421945803741,0.53,0.51,147.22222222222223,141.66666666666666,null,null,null,null,null,null,null,null,null,null,null,null,178.87499999999457,6.1615992749108388,{"$f":"(epw!G4301+273.15)^4*(5.67/(10^8))-epw!M4301","v":69.374731165618414}]
[43.462000000000003,0.75855499950177552,142.22399999999999,2.4822770753564147,180,0.625,3.3152000000000008,180,174.14053888000001,3.0393257646531984,{"$f":"epw!A4319-1968","v":37},13.034820047968712,0.22750052724201922,174.33187448061409,3.0426652008601955,-0.19133560061408161,-3.3394362069966081E-3,1.140984467989308E-2,0.6537359450576693,-0.84507154567175091,0.40551711546910785,23.23441923669915,51.378928454328239,0.89673146767462875,0.75826014937852104,43.445106332348608,0.98883466113553331,0.14901682098667621,1.4212224091754493,81.430045795168212,null,{"$f":"IF(Z4319<0,0,epw!O4319*SIN(RADIANS(SolarPosition!Z4319)))+epw!P4319","v":537.99638404964219},686.11111111111109,2.4700000000000002,43.002080163314666,43.002080163314666,0.68202491192024228,2.50761651629692,0.73594159561901595,3,0.42,833.33333333333326,116.66666666666666,null,null,null,null,null,null,null,null,null,null,null,null,179.79166666666103,6.2072795629887523,{"$f":"(epw!G4323+273.15)^4*(5.67/(10^8))-epw!M4323","v":83.713823900074146}]
[43.462000000000003,0.75855499950177552,142.22399999999999,2.4822770753564147,181,0.16666666666666699,3.3152000000000008,181,175.12613888000001,3.0565277297608549,{"$f":"epw!A4332-1968","v":37},13.03486713774649,0.22750134911368547,175.28537065364534,3.0593068484847561,-0.15923177364533103,-2.77911872390136E-3,1.2842114999748327E-2,0.73579898950722744,-0.89503076315255847,0.40453418738876307,23.178101606130493,-113.67103076315244,-1.9839337509527728,2.8514068865293425E-3,0.16337358027266977,-0.84194579290181848,-0.53956212044112961,-2.1407132690082551,-122.65383546182667,null,{"$f":"IF(Z4332<0,0,epw!O4332*SIN(RADIANS(SolarPosition!Z4332)))+epw!P4332","v":0},8.3333333333333339,3.0000000000000002E-2,0.70872707119902556,3,5.2335956242943828E-2,0.13746473821734803,0.11648438900201626,0.02,0.03,5.5555555555555554,8.3333333333333339,null,null,null,null,null,null,null,null,null,null,null,null,180.33333333332757,6.234431045364742,{"$f":"(epw!G4336+273.15)^4*(5.67/(10^8))-epw!M4336","v":75.751827258828712}]
[43.462000000000003,0.75855499950177552,142.22399999999999,2.4822770753564147,181,0.875,3.3152000000000008,181,175.12613888000001,3.0565277297608549,{"$f":"epw!A4349-1968","v":37},13.03486713774649,0.22750134911368547,175.28537065364534,3.0593068484847561,-0.15923177364533103,-2.77911872390136E-3,1.2842114999748327E-2,0.73579898950722744,-0.89503076315255847,0.40453418738876307,23.178101606130493,141.32896923684743,2.4666558416327655,-0.25289653390409583,-14.489904046191825,0.59328527135360432,-0.80499228989778526,2.5064587992851908,143.60951072246937,null,{"$f":"IF(Z4349<0,0,epw!O4349*SIN(RADIANS(SolarPosition!Z4349)))+epw!P4349","v":0},0,0,-14.459082351981586,"-","-","-","-",0,0,0,0,null,null,null,null,null,null,null,null,null,null,null,null,181.04166666666075,6.2701098372726181,{"$f":"(epw!G4353+273.15)^4*(5.67/(10^8))-epw!M4353","v":69.505224808615708}]
[43.462000000000003,0.75855499950177552,142.22399999999999,2.4822770753564147,182,0.70833333333333404,3.3152000000000008,182,176.11173887999999,3.0737296948685104,{"$f":"epw!A4369-1968","v":37},13.034914227524267,0.22750217098535172,176.23882271558801,3.0759477262255848,-0.12708383558802439,-2.2180313570741694E-3,1.4258215149353005E-2,0.81693555144741992,-0.9440193870354443,0.40343319701199487,23.115019504257162,81.27998061296482,1.418603277653395,0.38035522738212335,21.792749244734434,0.97905809333956884,-0.20358106460643183,1.7758105288950761,101.74644852058239,null,{"$f":"IF(Z4369<0,0,epw!O4369*SIN(RADIANS(SolarPosition!Z4369)))+epw!P4369","v":350.0127431709094},102.77777777777777,0.37,21.46908522617051,21.46908522617051,0.36599915302454294,1.1513476481694576,0.20543208721515843,0.08,0.34,22.222222222222221,94.444444444444443,null,null,null,null,null,null,null,null,null,null,null,null,181.87499999999389,6.3123292547842471,{"$f":"(epw!G4373+273.15)^4*(5.67/(10^8))-epw!M4373","v":66.323469779041432}]
[43.462000000000003,0.75855499950177552,142.22399999999999,2.4822770753564147,183,0.33333333333333398,3.3152000000000008,183,177.09733888,3.0909316599761665,{"$f":"epw!A4384-1968","v":37},13.034961317302045,0.227502992857018,177.1922395754367,3.0925879895739699,-9.4900695436706428E-2,-1.6563295978028851E-3,1.5656410027970125E-2,0.89704621692898734,-0.99194691236569377,0.40221461872342523,23.045200111315847,-53.76794691236546,-0.93842770565829625,0.72621442434062966,41.609021536240725,-0.99272993203919857,0.12036312572149356,-1.4501406674994477,-83.086939948002382,null,{"$f":"IF(Z4384<0,0,epw!O4384*SIN(RADIANS(SolarPosition!Z4384)))+epw!P4384","v":212.59634976794081},141.66666666666666,0.51,42.012480193704363,42.012480193704363,0.66929246264009845,2.4463832823144656,0.15484631583884145,0.03,0.49,8.3333333333333339,136.11111111111111,null,null,null,null,null,null,null,null,null,null,null,null,182.49999999999375,6.3441622467282723,{"$f":"(epw!G4388+273.15)^4*(5.67/(10^8))-epw!M4388","v":36.379532274607243}]
[43.462000000000003,0.75855499950177552,142.22399999999999,2.4822770753564147,184,4.1666666666666664E-2,3.3152000000000008,184,178.08293888,3.108133625083823,{"$f":"epw!A4401-1968","v":37},13.035008407079822,0.22750381472868419,178.14563014975948,3.1092277941533819,-6.2691269759483248E-2,-1.0941690695589362E-3,1.7034994436552747E-2,0.97603328524331023,-1.0387245550027935,0.40087897090796804,22.968673128574277,-158.81472455500281,-2.7718398441326855,-0.36258618452240787,-20.774658082885665,-0.35587159119013961,-0.93453486322544344,-2.7777461046837697,-159.15312835728457,null,{"$f":"IF(Z4401<0,0,epw!O4401*SIN(RADIANS(SolarPosition!Z4401)))+epw!P4401","v":0},0,0,-20.292769454803668,"-","-","-","-",0,0,0,0,null,null,null,null,null,null,null,null,null,null,null,null,183.20833333332692,6.3804090157398905,{"$f":"(epw!G4405+273.15)^4*(5.67/(10^8))-epw!M4405","v":41.158621583740228}]
[43.462000000000003,0.75855499950177552,142.22399999999999,2.4822770753564147,184,0.75,3.3152000000000008,184,178.08293888,3.108133625083823,{"$f":"epw!A4418-1968","v":37},13.035008407079822,0.22750381472868419,178.14563014975948,3.1092277941533819,-6.2691269759483248E-2,-1.0941690695589362E-3,1.7034994436552747E-2,0.97603328524331023,-1.0387245550027935,0.40087897090796804,22.968673128574277,96.185275444997202,1.6787497484528551,0.197709125759718,11.327898477253067,0.93354482366825198,-0.35846068431867423,1.9374148039959556,111.00569143513387,null,{"$f":"IF(Z4418<0,0,epw!O4418*SIN(RADIANS(SolarPosition!Z4418)))+epw!P4418","v":164.1394382884653},30.555555555555554,0.11,11.079256638201535,11.079256638201535,0.192166686758348,0.54903439425013079,0.11632182780997048,0.02,0.11,5.5555555555555554,30.555555555555554,null,null,null,null,null,null,null,null,null,null,null,null,183.91666666666009,6.4168305705476474,{"$f":"(epw!G4422+273.15)^4*(5.67/(10^8))-epw!M4422","v":62.24911228107544}]
[43.462000000000003,0.75855499950177552,142.22399999999999,2.4822770753564147,185,0.5,3.3152000000000008,185,179.06853888000001,3.1253355901914794,{"$f":"epw!A4436-1968","v":37},13.0350554968576,0.22750463660035047,179.09900336077712,3.1258672956859503,-3.0464480777112612E-2,-5.3170549447113585E-4,1.8392295640205898E-2,1.0538009157406625,-1.0842653965177751,0.3994268152601394,22.885470738757615,6.1397346034822142,0.10715858402939314,1.2009086335696122,68.806996284361475,0.27256359747498649,0.96213776837389164,0.2760565104309558,15.816872954802953,null,{"$f":"IF(Z4436<0,0,epw!O4436*SIN(RADIANS(SolarPosition!Z4436)))+epw!P4436","v":720.98124562830776},800,2.88,68.44132961859529,68.44132961859529,0.93004178617094713,3.8121905053315128,0.62926946911265214,1.61,1.38,447.22222222222223,383.33333333333331,null,null,null,null,null,null,null,null,null,null,null,null,184.66666666665992,6.4555790618648388,{"$f":"(epw!G4440+273.15)^4*(5.67/(10^8))-epw!M4440","v":89.983815131409358}]
[43.462000000000003,0.75855499950177552,142.22399999999999,2.4822770753564147,186,0.20833333333333401,3.3152000000000008,186,180.05413888000001,3.1425375552991355,{"$f":"epw!A4453-1968","v":37},13.035102586635379,0.22750545847201678,180.05236813444333,3.142506649958956,1.7707455566835506E-3,3.0905340179187841E-5,1.9726675834423987E-2,1.1302552691352061,-1.1284845235785226,0.3978587560445031,22.795627563675062,-98.904484523578304,-1.7262088999242164,0.16366862543990907,9.3775214764142856,-0.92311824561887379,-0.3845161955048611,-1.9654799940301408,-112.61370837532532,null,{"$f":"IF(Z4453<0,0,epw!O4453*SIN(RADIANS(SolarPosition!Z4453)))+epw!P4453","v":0},77.777777777777771,0.28000000000000003,9.9181430951872773,9.9181430951872773,0.17224103316957495,0.48643189309518553,0.33034523319078701,0.37,0.22,102.77777777777777,61.111111111111107,null,null,null,null,null,null,null,null,null,null,null,null,185.37499999999309,6.4923433909609587,{"$f":"(epw!G4457+273.15)^4*(5.67/(10^8))-epw!M4457","v":66.064863379317671}]
[43.462000000000003,0.75855499950177552,142.22399999999999,2.4822770753564147,186,0.91666666666666696,3.3152000000000008,186,180.05413888000001,3.1425375552991355,{"$f":"epw!A4470-1968","v":37},13.035102586635379,0.22750545847201678,180.05236813444333,3.142506649958956,1.7707455566835506E-3,3.0905340179187841E-5,1.9726675834423987E-2,1.1302552691352061,-1.1284845235785226,0.3978587560445031,22.795627563675062,156.09551547642158,2.7243806926613217,-0.35248135873509812,-20.195694212557857,0.39803462717764548,-0.91737039169985901,2.7322192041924116,156.54462910481766,null,{"$f":"IF(Z4470<0,0,epw!O4470*SIN(RADIANS(SolarPosition!Z4470)))+epw!P4470","v":0},0,0,-20.026205039552522,"-","-","-","-",0,0,0,0,null,null,null,null,null,null,null,null,null,null,null,null,186.08333333332627,6.5292658637785657,{"$f":"(epw!G4474+273.15)^4*(5.67/(10^8))-epw!M4474","v":41.794846946278028}]
[43.462000000000003,0.75855499950177552,142.22399999999999,2.4822770753564147,187,0.58333333333333404,3.3152000000000008,187,181.03973887999999,3.1597395204067911,{"$f":"epw!A4486-1968","v":37},13.035149676413155,0.22750628034368298,181.00573339852539,3.1591460127913331,3.4005481474594035E-2,5.9350761545760237E-4,2.1036534509204823E-2,1.2053046429587471,-1.171299161484153,0.39617543930992366,22.699180619199911,36.05270083851611,0.6292383338686266,0.93873172293746465,53.785365819360862,0.91897933489170014,0.39430569618255268,1.1654841145527124,66.777320853412192,null,{"$f":"IF(Z4486<0,0,epw!O4486*SIN(RADIANS(SolarPosition!Z4486)))+epw!P4486","v":316},613.88888888888891,2.21,53.320115091411672,53.320115091411672,0.80198540582284372,3.1119727269146371,0.55997990610917792,1.23,1.22,341.66666666666669,338.88888888888886,null,null,null,null,null,null,null,null,null,null,null,null,186.74999999999278,{"$f":"$BE$2+(1/2)*$BF$2*EXP(-1*BE$4*(PI()/(365*$BI$2))^0.5)*COS(2*PI()/365*($BD4486-$BH$2-BE$4/2*(365/(PI()*$BI$2))^0.5))","v":6.5641559738743389},{"$f":"(epw!G4490+273.15)^4*(5.67/(10^8))-epw!M4490","v":56.256211502303927}]
[43.462000000000003,0.75855499950177552,142.22399999999999,2.4822770753564147,188,0.375,3.3152000000000008,188,182.02533887999999,3.1769414855144471,{"$f":"epw!A4505-1968","v":37},13.035196766190934,0.22750710221534926,181.95910808068524,3.1757855400001773,6.6230799314752176E-2,1.1559455142700296E-3,2.2320310705702912E-2,1.2788596008574451,-1.2126288015426929,0.39437755206044234,22.59616926776425,-38.988628801542703,-0.680479943424811,0.90295985347607821,51.7357886739305,-0.93796118081757607,0.34674028216995223,-1.216702788227515,-69.711934687236194,null,{"$f":"IF(Z4505<0,0,epw!O4505*SIN(RADIANS(SolarPosition!Z4505)))+epw!P4505","v":105},736.11111111111109,2.65,52.05810647041357,52.05810647041357,0.7886347208740585,3.0422523102799248,0.68283632332144395,2.25,0.88,625,244.44444444444443,null,null,null,null,null,null,null,null,null,null,null,null,187.54166666665927,6.6057572691263298,{"$f":"(epw!G4509+273.15)^4*(5.67/(10^8))-epw!M4509","v":64.30992484150272}]
[43.462000000000003,0.75855499950177552,142.22399999999999,2.4822770753564147,189,8.3333333333333329E-2,3.3152000000000008,189,183.01093888,3.1941434506221036,{"$f":"epw!A4522-1968","v":37},13.035243855968712,0.22750792408701551,182.91250110656034,3.1924253873672495,9.8437773439655984E-2,1.7180632548542206E-3,2.3576485160664053E-2,1.350833095458865,-1.252395322019209,0.39246582138570746,22.486635168536242,-144.02839532201921,-2.5137697147332339,-0.283449299599079,-16.240448572966443,-0.56528140554395989,-0.82489813464829997,-2.5408183001175422,-145.57816510633933,null,{"$f":"IF(Z4522<0,0,epw!O4522*SIN(RADIANS(SolarPosition!Z4522)))+epw!P4522","v":0},0,0,-15.69249281848823,"-","-","-","-",0,0,0,0,null,null,null,null,null,null,null,null,null,null,null,null,188.24999999999244,6.6431293030722456,{"$f":"(epw!G4526+273.15)^4*(5.67/(10^8))-epw!M4526","v":42.06771444552902}]
[43.462000000000003,0.75855499950177552,142.22399999999999,2.4822770753564147,189,0.125,3.3152000000000008,189,183.01093888,3.1941434506221036,{"$f":"epw!A4523-1968","v":37},13.035243855968712,0.22750792408701551,182.91250110656034,3.1924253873672495,9.8437773439655984E-2,1.7180632548542206E-3,2.3576485160664053E-2,1.350833095458865,-1.252395322019209,0.39246582138570746,22.486635168536242,-129.02839532201921,-2.2519703269340843,-0.15989981431947409,-9.1615845054313905,-0.72704507840230137,-0.68658972754549097,-2.3275843343282654,-133.36075881777677,null,{"$f":"IF(Z4523<0,0,epw!O4523*SIN(RADIANS(SolarPosition!Z4523)))+epw!P4523","v":0},0,0,-8.5941622815384946,"-","-","-","-",0,0,0,0,null,null,null,null,null,null,null,null,null,null,null,null,188.2916666666591,6.6453319391388908,{"$f":"(epw!G4527+273.15)^4*(5.67/(10^8))-epw!M4527","v":45.704925897627959}]
[43.462000000000003,0.75855499950177552,142.22399999999999,2.4822770753564147,190,0.33333333333333398,3.3152000000000008,190,183.99653888,3.2113454157297601,{"$f":"epw!A4552-1968","v":37},13.035290945746489,0.22750874595868176,183.86592139784437,3.2090657106054787,0.1306174821556283,2.2797051242806543E-3,2.4803582334478921E-2,1.421140584570888,-1.2905231024152597,0.39044101355399669,22.370622225454181,-54.066523102415026,-0.94363884324272151,0.71510419448473705,40.97245225607783,-0.99170502224689472,0.12853462121267586,-1.4419051248951631,-82.615078114776693,null,{"$f":"IF(Z4552<0,0,epw!O4552*SIN(RADIANS(SolarPosition!Z4552)))+epw!P4552","v":79},263.88888888888891,0.95000000000000007,41.386142069414817,41.386142069414817,0.66113041923105054,2.407423193498194,0.29200016734175749,0.19,0.82,52.777777777777779,227.77777777777777,null,null,null,null,null,null,null,null,null,null,null,null,189.49999999999216,6.7094075789476673,{"$f":"(epw!G4556+273.15)^4*(5.67/(10^8))-epw!M4556","v":63.080432808658998}]
[43.462000000000003,0.75855499950177552,142.22399999999999,2.4822770753564147,190,0.58333333333333404,3.3152000000000008,190,183.99653888,3.2113454157297601,{"$f":"epw!A4558-1968","v":37},13.035290945746489,0.22750874595868176,183.86592139784437,3.2090657106054787,0.1306174821556283,2.2797051242806543E-3,2.4803582334478921E-2,1.421140584570888,-1.2905231024152597,0.39044101355399669,22.370622225454181,35.933476897585003,0.6271574835521756,0.9361417043806296,53.636968687193651,0.91529911169786782,0.4027747957917589,1.1562499228250092,66.24824064020018,null,{"$f":"IF(Z4558<0,0,epw!O4558*SIN(RADIANS(SolarPosition!Z4558)))+epw!P4558","v":373},458.33333333333337,1.6500000000000001,53.180712401250432,53.180712401250432,0.80052967500892847,3.1043405467428404,0.41884481510946697,0.51,1.24,141.66666666666666,344.44444444444446,null,null,null,null,null,null,null,null,null,null,null,null,189.7499999999921,6.7227112565382843,{"$f":"(epw!G4562+273.15)^4*(5.67/(10^8))-epw!M4562","v":82.646130060033954}]
[43.462000000000003,0.75855499950177552,142.22399999999999,2.4822770753564147,191,0.29166666666666702,3.3152000000000008,191,184.98213888000001,3.2285473808374157,{"$f":"epw!A4575-1968","v":37},13.035338035524267,0.22750956783034804,184.81937787036725,3.2257066653254536,0.16276100963276008,2.8407155119618702E-3,2.6000172319295335E-2,1.4897001405084918,-1.3269391308757317,0.3883039330709564,22.248176533296196,-69.102939130875598,-1.2060738106390079,0.52367320693307517,30.004264601346208,-0.99848045031464272,-5.5107080665450142E-2,-1.6259313370862944,-93.159003393107469,null,{"$f":"IF(Z4575<0,0,epw!O4575*SIN(RADIANS(SolarPosition!Z4575)))+epw!P4575","v":95.511924737712363},269.44444444444446,0.97000000000000008,30.479252926774691,30.479252926774691,0.50722632969200998,1.715473461541112,0.38861233359161806,0.49,0.72,136.11111111111111,200,null,null,null,null,null,null,null,null,null,null,null,null,190.45833333332527,6.7604880019614884,{"$f":"(epw!G4579+273.15)^4*(5.67/(10^8))-epw!M4579","v":32.215553039965073}]
[43.462000000000003,0.75855499950177552,142.22399999999999,2.4822770753564147,192,0.41666666666666702,3.3152000000000008,192,185.96773888000001,3.2457493459450721,{"$f":"epw!A4602-1968","v":37},13.035385125302044,0.22751038970201429,185.77287943217442,3.2423484070018973,0.19485944782559272,3.4009389431746981E-3,2.7164872624238379E-2,1.5564325523793281,-1.3615731045537354,0.38605542170724644,22.119346321968408,-24.137573104553613,-0.42128012411529003,1.0605600309873691,60.765613695840059,-0.7756864743834494,0.6311184464572196,-0.88780207997292959,-50.86731222538485,null,{"$f":"IF(Z4602<0,0,epw!O4602*SIN(RADIANS(SolarPosition!Z4602)))+epw!P4602","v":232},744.44444444444446,2.68,60.947889688212186,60.947889688212186,0.87417841280451203,3.4997030896426562,0.62299039550048696,1.62,1.26,450,350,null,null,null,null,null,null,null,null,null,null,null,null,191.58333333332502,6.8207271941523944,{"$f":"(epw!G4606+273.15)^4*(5.67/(10^8))-epw!M4606","v":68.058774089414214}]
[43.462000000000003,0.75855499950177552,142.22399999999999,2.4822770753564147,192,0.75,3.3152000000000008,192,185.96773888000001,3.2457493459450721,{"$f":"epw!A4610-1968","v":37},13.035385125302044,0.22751038970201429,185.77287943217442,3.2423484070018973,0.19485944782559272,3.4009389431746981E-3,2.7164872624238379E-2,1.5564325523793281,-1.3615731045537354,0.38605542170724644,22.119346321968408,95.862426895446248,1.6731149782779029,0.19149792386205045,10.972022822813068,0.93871597965798625,-0.34469161512103413,1.9227065743005305,110.16297194947704,null,{"$f":"IF(Z4610<0,0,epw!O4610*SIN(RADIANS(SolarPosition!Z4610)))+epw!P4610","v":438.75646963542977},38.888888888888886,0.14000000000000001,10.742710028928581,10.742710028928581,0.18639903340778241,0.53077796656758081,0.15262687586729115,0.04,0.13,11.111111111111111,36.111111111111107,null,null,null,null,null,null,null,null,null,null,null,null,191.91666666665827,6.8386298211932495,{"$f":"(epw!G4614+273.15)^4*(5.67/(10^8))-epw!M4614","v":81.555317851239693}]
[43.462000000000003,0.75855499950177552,142.22399999999999,2.4822770753564147,193,0.45833333333333398,3.3152000000000008,193,186.95333887999999,3.2629513110527282,{"$f":"epw!A4627-1968","v":37},13.035432215079823,0.22751121157368051,186.72643498160483,3.2589910909401216,0.22690389839516456,3.9602201126062997E-3,2.8296349835394682E-2,1.621261421193817,-1.3943575227986524,0.38369635749833603,21.98418189919747,-9.1703575227984224,-0.16005293235786344,1.1731034773022821,67.21387818154173,-0.38157795421850449,0.92433666207417142,-0.39150281686997612,-22.4314590741328,null,{"$f":"IF(Z4627<0,0,epw!O4627*SIN(RADIANS(SolarPosition!Z4627)))+epw!P4627","v":620.50092432765416},780.55555555555554,2.81,67.156603417780147,67.156603417780147,0.92156937775435988,3.7640965087490832,0.61961927528555727,1.55,1.38,430.55555555555554,383.33333333333331,null,null,null,null,null,null,null,null,null,null,null,null,192.62499999999145,6.876750595119228,{"$f":"(epw!G4631+273.15)^4*(5.67/(10^8))-epw!M4631","v":65.835393444727401}]
[43.462000000000003,0.75855499950177552,142.22399999999999,2.4822770753564147,194,0.16666666666666699,3.3152000000000008,194,187.93893887999999,3.2801532761603838,{"$f":"epw!A4644-1968","v":37},13.035479304857601,0.22751203344534682,187.68005340536766,3.2756348722424611,0.25888547463233635,4.5184039179225251E-3,2.9393321148821469E-2,1.6841132477000946,-1.4252277730677583,0.38122765371972278,21.842735591814936,-114.20122777306764,-1.993187434460022,-2.025851319196461E-2,-1.1607273051096738,-0.84680331986845347,-0.53190613594859526,-2.1316462832913738,-122.13433544734397,null,{"$f":"IF(Z4644<0,0,epw!O4644*SIN(RADIANS(SolarPosition!Z4644)))+epw!P4644","v":0},5.5555555555555554,0.02,-0.58531224994824704,3,5.2335956242943828E-2,0.13746473821734803,7.7656259334677499E-2,0.01,0.02,2.7777777777777777,5.5555555555555554,null,null,null,null,null,null,null,null,null,null,null,null,193.33333333332462,6.9149723602308866,{"$f":"(epw!G4648+273.15)^4*(5.67/(10^8))-epw!M4648","v":50.427403919608935}]
[43.462000000000003,0.75855499950177552,142.22399999999999,2.4822770753564147,195,0.20833333333333401,3.3152000000000008,195,188.92453888,3.2973552412680402,{"$f":"epw!A4669-1968","v":37},13.035526394635378,0.22751285531701304,188.63374357661695,3.2922799057746706,0.29079530338304949,5.0753354933700187E-3,3.0454555775433764E-2,1.7449175128781209,-1.4541222094950714,0.37865025784086898,21.6950616858222,-99.230122209494851,-1.7318923497120358,0.14663230647672013,8.4014123013848696,-0.92708245462099204,-0.37485746935857678,-1.9550393554487562,-112.01550384919051,null,{"$f":"IF(Z4669<0,0,epw!O4669*SIN(RADIANS(SolarPosition!Z4669)))+epw!P4669","v":0},22.222222222222221,0.08,8.9580598431891172,8.9580598431891172,0.15571144142834259,0.43549899863262809,0.10440374973731664,0.01,0.08,2.7777777777777777,22.222222222222221,null,null,null,null,null,null,null,null,null,null,null,null,194.37499999999105,6.9713523537308832,{"$f":"(epw!G4673+273.15)^4*(5.67/(10^8))-epw!M4673","v":35.794846946278028}]
[43.462000000000003,0.75855499950177552,142.22399999999999,2.4822770753564147,195,0.625,3.3152000000000008,195,188.92453888,3.2973552412680402,{"$f":"epw!A4679-1968","v":37},13.035526394635378,0.22751285531701304,188.63374357661695,3.2922799057746706,0.29079530338304949,5.0753354933700187E-3,3.0454555775433764E-2,1.7449175128781209,-1.4541222094950714,0.37865025784086898,21.6950616858222,50.769877790504921,0.88610152827945465,0.74886697812484915,42.906917263269598,0.98263566686515758,0.1855455367408958,1.3841693165126607,79.307059967683273,null,{"$f":"IF(Z4679<0,0,epw!O4679*SIN(RADIANS(SolarPosition!Z4679)))+epw!P4679","v":547.77668902585231},658.33333333333337,2.37,42.501882982440549,42.501882982440549,0.67561443731262694,2.4767174340868134,0.71284656215094322,2.74,0.52,761.11111111111109,144.44444444444443,null,null,null,null,null,null,null,null,null,null,null,null,{"$f":"BD4678+1/24","v":194.79166666665762},6.9939580045185252,{"$f":"(epw!G4683+273.15)^4*(5.67/(10^8))-epw!M4683","v":68.492649975073903}]
[43.462000000000003,0.75855499950177552,142.22399999999999,2.4822770753564147,196,0.33333333333333398,3.3152000000000008,196,189.91013888000001,3.3145572063756963,{"$f":"epw!A4696-1968","v":37},13.035573484413156,0.22751367718867929,189.58751435302486,3.3089263461322909,0.32262452697514732,5.6308602434055827E-3,3.147887621720568E-2,1.8036067510606275,-1.4809822240854802,0.3759651504611442,21.541216365424539,-54.256982224085249,-0.94696298200632345,0.70357368911851836,40.311802962940554,-0.99005904298704095,0.14065237786679866,-1.4296760146316014,-81.91440170947449,null,{"$f":"IF(Z4696<0,0,epw!O4696*SIN(RADIANS(SolarPosition!Z4696)))+epw!P4696","v":280.5993691301465},602.77777777777771,2.17,40.730899898185996,40.730899898185996,0.65250717458849639,2.3665101731737783,0.67580449724655089,2.37,0.62,658.33333333333337,172.22222222222223,null,null,null,null,null,null,null,null,null,null,null,null,195.49999999999079,7.0324533484346015,{"$f":"(epw!G4700+273.15)^4*(5.67/(10^8))-epw!M4700","v":75.879951347315227}]
[43.462000000000003,0.75855499950177552,142.22399999999999,2.4822770753564147,196,0.58333333333333404,3.3152000000000008,196,189.91013888000001,3.3145572063756963,{"$f":"epw!A4702-1968","v":37},13.035573484413156,0.22751367718867929,189.58751435302486,3.3089263461322909,0.32262452697514732,5.6308602434055827E-3,3.147887621720568E-2,1.8036067510606275,-1.4809822240854802,0.3759651504611442,21.541216365424539,35.74301777591478,0.62383334478857366,0.92818928607394602,53.181328681298105,0.90666448850155967,0.4218524686311606,1.1353088067082933,65.048403068418963,null,{"$f":"IF(Z4702<0,0,epw!O4702*SIN(RADIANS(SolarPosition!Z4702)))+epw!P4702","v":640.81174095016945},777.77777777777783,2.8000000000000003,52.743537515227182,52.743537515227182,0.79593372537155083,3.0802928796280247,0.71487113127244639,2.57,0.75,713.88888888888891,208.33333333333331,null,null,null,null,null,null,null,null,null,null,null,null,195.74999999999073,7.0460588205512984,{"$f":"(epw!G4706+273.15)^4*(5.67/(10^8))-epw!M4706","v":50.858072723893429}]
[43.462000000000003,0.75855499950177552,142.22399999999999,2.4822770753564147,197,0.79166666666666696,3.3152000000000008,197,190.89573888000001,3.3317591714833528,{"$f":"epw!A4731-1968","v":37},13.035620574190933,0.22751449906034554,190.54137457485228,3.3255743476069828,0.3543643051477261,6.1848238763697102E-3,3.2465159414685696E-2,1.8601166156809001,-1.505752310533174,0.37317334423104803,21.381257651221699,110.71824768946693,1.9323979642198021,1.1673417508847102E-2,0.6688375557510583,0.8710166842611976,-0.49125343330976262,2.0843245429864501,119.42299944865772,null,{"$f":"IF(Z4731<0,0,epw!O4731*SIN(RADIANS(SolarPosition!Z4731)))+epw!P4731","v":23.700389472124865},13.888888888888889,0.05,0.53452960327652821,3,5.2335956242943828E-2,0.13746473821734803,0.19414064833669376,0.08,0.05,22.222222222222221,13.888888888888889,null,null,null,null,null,null,null,null,null,null,null,null,196.95833333332379,7.1119472018846963,{"$f":"(epw!G4735+273.15)^4*(5.67/(10^8))-epw!M4735","v":83.302577429636131}]
[43.462000000000003,0.75855499950177552,142.22399999999999,2.4822770753564147,198,0.5,3.3152000000000008,198,191.88133888000002,3.3489611365910084,{"$f":"epw!A4748-1968","v":37},13.035667663968711,0.22751532093201177,191.495333063017,3.3422240641528047,0.38600581698301539,6.7370724382042621E-3,3.3412337766367921E-2,1.9143859376784498,-1.5283801206954344,0.37027588276195733,21.215245337741027,5.6956198793045552,9.9407319835906532E-2,1.1737869818716484,67.253040108644328,0.23927276345562842,0.97095239052607907,0.24161678883286752,13.843622259626949,null,{"$f":"IF(Z4748<0,0,epw!O4748*SIN(RADIANS(SolarPosition!Z4748)))+epw!P4748","v":587.6441395152483},927.77777777777771,3.34,66.948701090013643,66.948701090013643,0.92015464934076086,3.7560901945326002,0.73761930899859163,2.61,0.94,725,261.11111111111109,null,null,null,null,null,null,null,null,null,null,null,null,197.66666666665697,7.1506625799569976,{"$f":"(epw!G4752+273.15)^4*(5.67/(10^8))-epw!M4752","v":74.352735884503431}]
[43.462000000000003,0.75855499950177552,142.22399999999999,2.4822770753564147,199,0.20833333333333401,3.3152000000000008,199,192.86693887999999,3.3661631016986644,{"$f":"epw!A4765-1968","v":37},13.03571475374649,0.22751614280367807,192.44939861715926,3.3588756493524512,0.4175402628407312,7.2874523462132905E-3,3.4319400020984485E-2,1.9663567766235999,-1.5488165137828687,0.36727383952759057,21.043240930496008,-99.32481651378265,-1.7335450771047431,0.13766678264681534,7.8877256248073584,-0.92977329239167594,-0.36813261843409506,-1.9477961201743192,-111.600497037945,null,{"$f":"IF(Z4765<0,0,epw!O4765*SIN(RADIANS(SolarPosition!Z4765)))+epw!P4765","v":0},27.777777777777779,0.1,8.4499276356431334,8.4499276356431334,0.14694502651308422,0.40885445491818223,0.13829030784408672,0.03,0.1,8.3333333333333339,27.777777777777779,null,null,null,null,null,null,null,null,null,null,null,null,198.37499999999014,7.1894382247843422,{"$f":"(epw!G4769+273.15)^4*(5.67/(10^8))-epw!M4769","v":34.548056251563708}]
[43.462000000000003,0.75855499950177552,142.22399999999999,2.4822770753564147,199,0.375,3.3152000000000008,199,192.86693887999999,3.3661631016986644,{"$f":"epw!A4769-1968","v":37},13.03571475374649,0.22751614280367807,192.44939861715926,3.3588756493524512,0.4175402628407312,7.2874523462132905E-3,3.4319400020984485E-2,1.9663567766235999,-1.5488165137828687,0.36727383952759057,21.043240930496008,-39.324816513782878,-0.68634752590814929,0.88045555993564739,50.44638763314029,-0.92878975360805383,0.37060706090506512,-1.1911337870380856,-68.246938832716907,null,{"$f":"IF(Z4769<0,0,epw!O4769*SIN(RADIANS(SolarPosition!Z4769)))+epw!P4769","v":452.24819809004299},744.44444444444446,2.68,50.778352879672155,50.778352879672155,0.77470564418322163,2.9701695855037191,0.70298281575739907,2.4700000000000002,0.77,686.11111111111109,213.88888888888889,null,null,null,null,null,null,null,null,null,null,null,null,198.54166666665677,7.1985700403211412,{"$f":"(epw!G4773+273.15)^4*(5.67/(10^8))-epw!M4773","v":62.852787745662965}]
[43.462000000000003,0.75855499950177552,142.22399999999999,2.4822770753564147,199,0,3.3152000000000008,199,192.86693887999999,3.3661631016986644,{"$f":"epw!A4784-1968","v":37},13.03571475374649,0.22751614280367807,192.44939861715926,3.3588756493524512,0.4175402628407312,7.2874523462132905E-3,3.4319400020984485E-2,1.9663567766235999,-1.5488165137828687,0.36727383952759057,21.043240930496008,-174.32481651378288,-3.0425420161004939,-0.44129209329770169,-25.284174478451671,-0.10207230164363658,-0.99477698266353665,-3.0393422713763787,-174.14148464557181,null,{"$f":"IF(Z4784<0,0,epw!O4784*SIN(RADIANS(SolarPosition!Z4784)))+epw!P4784","v":0},0,0,-24.833476027318156,"-","-","-","-",0,0,0,0,null,null,null,null,null,null,null,null,null,null,null,null,199.16666666665662,7.2328399391679916,{"$f":"(epw!G4788+273.15)^4*(5.67/(10^8))-epw!M4788","v":45.053799573787956}]
[43.462000000000003,0.75855499950177552,142.22399999999999,2.4822770753564147,200,0.70833333333333404,3.3152000000000008,200,193.85253888,3.3833650668063209,{"$f":"epw!A4801-1968","v":37},13.035761843524266,0.2275169646753443,193.4035800137047,3.3755292563834467,0.44895886629529969,7.8358104228739758E-3,3.5185392044276079E-2,2.0159744646502031,-1.5670155983549034,0.36416831676032468,20.865307582749885,80.65698440164536,1.40772994253842,0.36303023510215965,20.800100306995777,0.98630688921346499,-0.16492034528843799,1.7364735769839599,99.492607197166336,null,{"$f":"IF(Z4801<0,0,epw!O4801*SIN(RADIANS(SolarPosition!Z4801)))+epw!P4801","v":286.87416866740517},305.55555555555554,1.1000000000000001,20.518181861361633,20.518181861361633,0.35050460094034874,1.0935520518011219,0.63774284810946902,2.37,0.27,658.33333333333337,75,null,null,null,null,null,null,null,null,null,null,null,null,199.8749999999898,7.2717241671309845,{"$f":"(epw!G4805+273.15)^4*(5.67/(10^8))-epw!M4805","v":64.397696383319214}]
[43.462000000000003,0.75855499950177552,142.22399999999999,2.4822770753564147,201,0.45833333333333398,3.3152000000000008,201,194.83813888,3.4005670319139765,{"$f":"epw!A4819-1968","v":37},13.035808933302045,0.22751778654701055,194.35788600392326,3.3921850379842651,0.48025287607674727,8.3819939297115481E-3,3.6009417462262279E-2,2.063187643312316,-1.5829347672355687,0.36096044434543079,20.681510032160023,-9.3589347672353398,-0.16334422616762578,1.1504706794713093,65.917114387254145,-0.37283776005163799,0.92789654847923508,-0.38206542070741345,-21.890736104424999,null,{"$f":"IF(Z4819<0,0,epw!O4819*SIN(RADIANS(SolarPosition!Z4819)))+epw!P4819","v":715.89116713814212},900,3.24,65.880405419729158,65.880405419729158,0.91269447894437161,3.7139868608940185,0.72138352850280685,2.4500000000000002,1,680.55555555555554,277.77777777777777,null,null,null,null,null,null,null,null,null,null,null,null,200.62499999998963,7.3129416492622861,{"$f":"(epw!G4823+273.15)^4*(5.67/(10^8))-epw!M4823","v":62.577949123572409}]
[43.462000000000003,0.75855499950177552,142.22399999999999,2.4822770753564147,202,0.16666666666666699,3.3152000000000008,202,195.82373888000001,3.4177689970216329,{"$f":"epw!A4836-1968","v":37},13.035856023079823,0.22751860841867683,195.31232531198569,3.4088431464204114,0.51141356801431925,8.9258506012218301E-3,3.6790638183470392E-2,2.1079482935057072,-1.596534725491388,0.35765137871619951,20.491914537473271,-114.37253472549128,-1.9961773048113718,-3.977650883828842E-2,-2.2790260801987436,-0.85391788588408946,-0.52040776720495541,-2.1181247331222308,-121.35960769017768,null,{"$f":"IF(Z4836<0,0,epw!O4836*SIN(RADIANS(SolarPosition!Z4836)))+epw!P4836","v":0},2.7777777777777777,0.01,-1.6895201342022523,3,5.2335956242943828E-2,0.13746473821734803,3.882812966733875E-2,0,0.01,0,2.7777777777777777,null,null,null,null,null,null,null,null,null,null,null,null,201.3333333333228,7.3519065906354211,{"$f":"(epw!G4840+273.15)^4*(5.67/(10^8))-epw!M4840","v":59.738268585315893}]
[43.462000000000003,0.75855499950177552,142.22399999999999,2.4822770753564147,202,0.875,3.3152000000000008,202,195.82373888000001,3.4177689970216329,{"$f":"epw!A4853-1968","v":37},13.035856023079823,0.22751860841867683,195.31232531198569,3.4088431464204114,0.51141356801431925,8.9258506012218301E-3,3.6790638183470392E-2,2.1079482935057072,-1.596534725491388,0.35765137871619951,20.491914537473271,140.62746527450861,2.4544122877741668,-0.28877900939702267,-16.545818450418139,0.6198868198162597,-0.78469123266293961,2.4729941939168052,141.69213007179002,null,{"$f":"IF(Z4853<0,0,epw!O4853*SIN(RADIANS(SolarPosition!Z4853)))+epw!P4853","v":0},0,0,-16.454485984998684,"-","-","-","-",0,0,0,0,null,null,null,null,null,null,null,null,null,null,null,null,202.04166666665597,7.3909018783942582,{"$f":"(epw!G4857+273.15)^4*(5.67/(10^8))-epw!M4857","v":57.576256553505061}]
[43.462000000000003,0.75855499950177552,142.22399999999999,2.4822770753564147,203,0.58333333333333404,3.3152000000000008,203,196.80933888000001,3.4349709621292894,{"$f":"epw!A4870-1968","v":37},13.0359031128576,0.22751943029034308,196.26690663301602,3.4255037334504279,0.54243224698399217,9.467228678861744E-3,3.7528274802979995E-2,2.150211758617905,-1.6077795116339129,0.3542423017528431,20.296588815437676,35.616220488366345,0.6216203146382554,0.9141214943693402,52.375303589555038,0.89468725568266561,0.44669308761052062,1.107730578698201,63.468286996991218,null,{"$f":"IF(Z4870<0,0,epw!O4870*SIN(RADIANS(SolarPosition!Z4870)))+epw!P4870","v":377.75548154126494},719.44444444444446,2.59,51.959566101560796,51.959566101560796,0.78757608225022002,3.0367502810076208,0.66827294700205087,2.11,0.93,586.11111111111109,258.33333333333331,null,null,null,null,null,null,null,null,null,null,null,null,202.74999999998914,{"$f":"$BE$2+(1/2)*$BF$2*EXP(-1*BE$4*(PI()/(365*$BI$2))^0.5)*COS(2*PI()/365*($BD4870-$BH$2-BE$4/2*(365/(PI()*$BI$2))^0.5))","v":7.4299217148337684},{"$f":"(epw!G4874+273.15)^4*(5.67/(10^8))-epw!M4874","v":76.167197043961153}]
[43.462000000000003,0.75855499950177552,142.22399999999999,2.4822770753564147,204,0.20833333333333401,3.3152000000000008,204,197.79493887999999,3.4521729272369446,{"$f":"epw!A4885-1968","v":37},13.035950202635378,0.22752025216200933,197.22163863114037,3.4421669502918415,0.57330024885962416,1.0005976945103308E-2,3.8221606891510919E-2,2.1899367610917175,-1.6166365122320934,0.35073441968794761,20.095601978089526,-99.392636512231874,-1.7347287593763796,0.12542987699677505,7.1866025767602597,-0.93386644603265179,-0.35762195259008406,-1.936516521238643,-110.9542236243305,null,{"$f":"IF(Z4885<0,0,epw!O4885*SIN(RADIANS(SolarPosition!Z4885)))+epw!P4885","v":0},55.555555555555557,0.2,7.7543949608491536,7.7543949608491536,0.13492693576885531,0.37274045242135712,0.3012159556852923,0.28000000000000003,0.16,77.777777777777771,44.444444444444443,null,null,null,null,null,null,null,null,null,null,null,null,203.374999999989,7.464366739994567,{"$f":"(epw!G4889+273.15)^4*(5.67/(10^8))-epw!M4889","v":50.738268585315893}]
[43.462000000000003,0.75855499950177552,142.22399999999999,2.4822770753564147,205,4.1666666666666664E-2,3.3152000000000008,205,198.78053887999999,3.4693748923446011,{"$f":"epw!A4905-1968","v":37},13.035997292413155,0.22752107403367558,198.17652993753197,3.4588329475870454,0.6040089424680275,1.0541944757556085E-2,3.8869973173114303E-2,2.2270854126061823,-1.6230764701381548,0.34712896202113924,19.889024470568323,-159.39907647013817,-2.7820387090421317,-0.41684497227342088,-23.883457622514836,-0.36185496662491512,-0.93223440353211706,-2.7713357195850641,-158.78584034607516,null,{"$f":"IF(Z4905<0,0,epw!O4905*SIN(RADIANS(SolarPosition!Z4905)))+epw!P4905","v":0},0,0,-23.333452104809247,"-","-","-","-",0,0,0,0,null,null,null,null,null,null,null,null,null,null,null,null,204.20833333332214,7.5103092531876054,{"$f":"(epw!G4909+273.15)^4*(5.67/(10^8))-epw!M4909","v":68.199256741498004}]
[43.462000000000003,0.75855499950177552,142.22399999999999,2.4822770753564147,205,0.75,3.3152000000000008,205,198.78053887999999,3.4693748923446011,{"$f":"epw!A4922-1968","v":37},13.035997292413155,0.22752107403367558,198.17652993753197,3.4588329475870454,0.6040089424680275,1.0541944757556085E-2,3.8869973173114303E-2,2.2270854126061823,-1.6230764701381548,0.34712896202113924,19.889024470568323,95.600923529861831,1.6685508835434082,0.16819104050093903,9.6366367726177007,0.94925870458132466,-0.31449628261171142,1.8907222912700716,108.33040752107983,null,{"$f":"IF(Z4922<0,0,epw!O4922*SIN(RADIANS(SolarPosition!Z4922)))+epw!P4922","v":204.33364697666838},11.111111111111111,0.04,9.4364489620512906,9.4364489620512906,0.16395354136919971,0.46078225168278503,4.957763713536819E-2,0,0.04,0,11.111111111111111,null,null,null,null,null,null,null,null,null,null,null,null,204.91666666665532,7.5493681562454151,{"$f":"(epw!G4926+273.15)^4*(5.67/(10^8))-epw!M4926","v":80.03182634747003}]
[43.462000000000003,0.75855499950177552,142.22399999999999,2.4822770753564147,206,0.29166666666666702,3.3152000000000008,206,199.76613888,3.4865768574522575,{"$f":"epw!A4935-1968","v":37},13.036044382190934,0.22752189590534186,199.13158914845209,3.4755018753691003,0.6345497315479065,1.1074982083157102E-2,3.9472771595324196E-2,2.2616232180959539,-1.6270734865480474,0.34342718044550835,19.676928009605383,-69.40307348654791,-1.2113121433438416,0.49161330679360754,28.167367631743833,-0.99982394640682282,-1.8763693439370704E-2,-1.5895611214503673,-91.075143537188126,null,{"$f":"IF(Z4935<0,0,epw!O4935*SIN(RADIANS(SolarPosition!Z4935)))+epw!P4935","v":37.850876172472724},158.33333333333337,0.57000000000000006,28.652284154565343,28.652284154565343,0.47949284489295957,1.5993671039537005,0.24156797554710827,0.12,0.51,33.333333333333336,141.66666666666666,null,null,null,null,null,null,null,null,null,null,null,null,{"$f":"BD4934+1/24","v":205.45833333332186},7.5792377034044627,{"$f":"(epw!G4939+273.15)^4*(5.67/(10^8))-epw!M4939","v":36.130487788635662}]
[43.462000000000003,0.75855499950177552,142.22399999999999,2.4822770753564147,207,0.20833333333333401,3.3152000000000008,207,200.75173888,3.5037788225599136,{"$f":"epw!A4957-1968","v":37},13.036091471968712,0.22752271777700811,200.08682482328686,3.4921738830274767,0.66491405671314396,1.1604939532436668E-2,4.0029459295891009E-2,2.2935190738452746,-1.6286050171321307,0.33963034778820073,19.459385522824217,-99.404605017131914,-1.7349376491934261,0.1175983966317958,6.7378918045073757,-0.93667403468814281,-0.35020244536701339,-1.9285835538539229,-110.49969807417109,null,{"$f":"IF(Z4957<0,0,epw!O4957*SIN(RADIANS(SolarPosition!Z4957)))+epw!P4957","v":0},55.555555555555557,0.2,7.3083264774408416,7.3083264774408416,0.12720875376988405,0.34979962829504158,0.31949173858604057,0.34,0.16,94.444444444444443,44.444444444444443,null,null,null,null,null,null,null,null,null,null,null,null,206.37499999998832,7.6297802032202187,{"$f":"(epw!G4961+273.15)^4*(5.67/(10^8))-epw!M4961","v":60.320596104664332}]
[43.462000000000003,0.75855499950177552,142.22399999999999,2.4822770753564147,207,0.91666666666666696,3.3152000000000008,207,200.75173888,3.5037788225599136,{"$f":"epw!A4974-1968","v":37},13.036091471968712,0.22752271777700811,200.08682482328686,3.4921738830274767,0.66491405671314396,1.1604939532436668E-2,4.0029459295891009E-2,2.2935190738452746,-1.6286050171321307,0.33963034778820073,19.459385522824217,155.59539498286796,2.7156519433921118,-0.40504974435920038,-23.207640844635105,0.42387480292228341,-0.90572079110926629,2.7038734518905247,154.9205371307963,null,{"$f":"IF(Z4974<0,0,epw!O4974*SIN(RADIANS(SolarPosition!Z4974)))+epw!P4974","v":0},0,0,-22.974442346358302,"-","-","-","-",0,0,0,0,null,null,null,null,null,null,null,null,null,null,null,null,207.08333333332149,7.6688238443721408,{"$f":"(epw!G4978+273.15)^4*(5.67/(10^8))-epw!M4978","v":53.967833466275181}]
[43.462000000000003,0.75855499950177552,142.22399999999999,2.4822770753564147,208,0.625,3.3152000000000008,208,201.73733888000001,3.5209807876675701,{"$f":"epw!A4991-1968","v":37},13.036138561746489,0.22752353964867433,201.0422454825798,3.5088491192737137,0.6950933974202087,1.21316683938561E-2,4.0539552470442587E-2,2.3227452599055103,-1.6276518624853016,0.33573975696746172,19.236471088983532,50.596348137514688,0.88307286448493194,0.7230171886621628,41.425833425755926,0.97297778542304758,0.23089874203481928,1.3377950424962965,76.6500097885624,null,{"$f":"IF(Z4991<0,0,epw!O4991*SIN(RADIANS(SolarPosition!Z4991)))+epw!P4991","v":271},422.22222222222223,1.52,41.054479715701959,41.054479715701959,0.65677634822271425,2.3867333775458679,0.47029755215175151,0.8,0.99,222.22222222222223,275,null,null,null,null,null,null,null,null,null,null,null,null,207.79166666665466,7.7078507135818644,{"$f":"(epw!G4995+273.15)^4*(5.67/(10^8))-epw!M4995","v":56.636849045923441}]
[43.462000000000003,{"$f":"A5002/180*PI()","v":0.75855499950177552},142.22399999999999,{"$f":"C5002/180*PI()","v":2.4822770753564147},209,8.3333333333333329E-2,{"$f":"3.71+0.2596*K5002-INT((K5002+3)/4)","v":3.3152000000000008},209,202.72293888000002,{"$f":"I5002/180*PI()","v":3.5381827527752256},{"$f":"epw!A5002-1968","v":37},{"$f":"12.3901+0.0172*(K5002+I5002/360)","v":13.036185651524267},{"$f":"L5002/180*PI()","v":0.22752436152034058},{"$f":"I5002+1.914*SIN(J5002)+0.02*SIN(2*J5002)","v":201.99785960606027},{"$f":"N5002/180*PI()","v":3.5255277321070078},{"$f":"I5002-N5002","v":0.72507927393974114},{"$f":"P5002/180*PI()","v":1.26550206682184E-2},{"$f":"ATAN((0.043*SIN(2*(O5002+M5002)))/(1-0.043*COS(2*(O5002+M5002))))","v":4.1002626145612286E-2},{"$f":"R5002/PI()*180","v":2.3492774270963461},{"$f":"P5002-S5002","v":-1.624198153156605},{"$f":"ASIN(COS(O5002+M5002)*SIN(-23.4393*PI()/180))","v":0.33175671996827455},{"$f":"U5002/PI()*180","v":19.008259879285653},{"$f":"(F5002*24-12)/12*180+(C5002-135)+T5002","v":-144.40019815315662},{"$f":"W5002/180*PI()","v":-2.5202588983048178},{"$f":"ASIN(SIN(B5002)*SIN(U5002)+COS(B5002)*COS(U5002)*COS(X5002))","v":-0.34049137694712889},{"$f":"Y5002/PI()*180","v":-19.508718859668498},{"$f":"COS(U5002)*SIN(X5002)/COS(Y5002)","v":-0.58389935829157058},{"$f":"(SIN(Y5002)*SIN(B5002)-SIN(U5002))/(COS(Y5002)*COS(B5002))","v":-0.81182605241929273},{"$f":"IF(AA5002>0,PI()/2-ATAN(AB5002/AA5002),-PI()/2-ATAN(AB5002/AA5002))","v":-2.5180690184214423},{"$f":"AC5002/PI()*180","v":-144.27472727819858},null,{"$f":"IF(Z5002<0,0,epw!O5002*SIN(RADIANS(SolarPosition!Z5002)))+epw!P5002","v":0},0,{"$f":"AG5002*3.6/1000","v":0},-18.906480384848045,{"$f":"IF(AH5002<=0,\"-\",IF(AI5002<3,3,AI5002))","v":"-"},"-",{"$f":"IF(AK5002=\"-\",\"-\", (0.5163+0.333*AK5002+0.00803*AK5002*AK5002)*(4.921)*AK5002)","v":"-"},{"$f":"IF(AK5002=\"-\",\"-\", AH5002/(4.921)/AK5002)","v":"-"},0,0,{"$f":"AN5002*1000/3.6","v":0},{"$f":"AO5002*1000/3.6","v":0},null,null,null,null,null,null,null,null,null,null,null,null,208.24999999998789,7.7330917280519307,{"$f":"(epw!G5006+273.15)^4*(5.67/(10^8))-epw!M5006","v":44.435601571221468}]
[43.462000000000003,0.75855499950177552,142.22399999999999,2.4822770753564147,210,8.3333333333333329E-2,3.3152000000000008,210,203.70853887999999,3.5553847178828817,{"$f":"epw!A5026-1968","v":37},13.036232741302046,0.22752518339200686,202.95367563066691,3.5422098687797163,0.75486324933308424,1.3174849103165208E-2,4.141831386232929E-2,2.3730945788596598,-1.6182313295265756,0.32768256683859975,18.774828099865275,-144.39423132952658,-2.5201547575865884,-0.34408843484135854,-19.714815095672073,-0.58554907519090582,-0.81063695976872097,-2.5160354234261693,-144.15821086773053,null,{"$f":"IF(Z5026<0,0,epw!O5026*SIN(RADIANS(SolarPosition!Z5026)))+epw!P5026","v":0},0,0,-19.110270088729877,"-","-","-","-",0,0,0,0,null,null,null,null,null,null,null,null,null,null,null,null,209.24999999998766,7.7881226237222752,{"$f":"(epw!G5030+273.15)^4*(5.67/(10^8))-epw!M5030","v":33.108146404271508}]
[43.462000000000003,0.75855499950177552,142.22399999999999,2.4822770753564147,210,0.79166666666666696,3.3152000000000008,210,203.70853887999999,3.5553847178828817,{"$f":"epw!A5043-1968","v":37},13.036232741302046,0.22752518339200686,202.95367563066691,3.5422098687797163,0.75486324933308424,1.3174849103165208E-2,4.141831386232929E-2,2.3730945788596598,-1.6182313295265756,0.32768256683859975,18.774828099865275,110.60576867047352,1.9304348349989542,-2.0463358553301874E-2,-1.1724640797671315,0.88640455064281609,-0.4629114090187314,2.0520732340460555,117.57513556260058,null,{"$f":"IF(Z5043<0,0,epw!O5043*SIN(RADIANS(SolarPosition!Z5043)))+epw!P5043","v":10},5.5555555555555554,0.02,-1.2785327646346327,3,5.2335956242943828E-2,0.13746473821734803,7.7656259334677499E-2,0.01,0.02,2.7777777777777777,5.5555555555555554,null,null,null,null,null,null,null,null,null,null,null,null,209.95833333332084,7.8270621867376331,{"$f":"(epw!G5047+273.15)^4*(5.67/(10^8))-epw!M5047","v":37.444901256730418}]
[43.462000000000003,0.75855499950177552,142.22399999999999,2.4822770753564147,211,0.16666666666666699,3.3152000000000008,211,204.69413888,3.5725866829905382,{"$f":"epw!A5052-1968","v":37},13.036279831079822,0.22752600526367311,203.90970194856752,3.5588956757628001,0.78443693143248083,1.3691007227737789E-2,4.178630727409053E-2,2.394179048242199,-1.6097421168097181,0.32351864470807024,18.536252935564811,-114.3857421168096,-1.9964078172754758,-6.5501549886753704E-2,-3.7529623600766024,-0.86539308852926022,-0.50109360635093703,-2.0956583512384177,-120.07237882730601,null,{"$f":"IF(Z5052<0,0,epw!O5052*SIN(RADIANS(SolarPosition!Z5052)))+epw!P5052","v":0},0,0,-3.1518027640672024,"-","-","-","-",0,0,0,0,null,null,null,null,null,null,null,null,null,null,null,null,210.33333333332075,7.8476613023781692,{"$f":"(epw!G5056+273.15)^4*(5.67/(10^8))-epw!M5056","v":73.548056251563708}]
[43.462000000000003,0.75855499950177552,142.22399999999999,2.4822770753564147,211,0.58333333333333404,3.3152000000000008,211,204.69413888,3.5725866829905382,{"$f":"epw!A5062-1968","v":37},13.036279831079822,0.22752600526367311,203.90970194856752,3.5588956757628001,0.78443693143248083,1.3691007227737789E-2,4.178630727409053E-2,2.394179048242199,-1.6097421168097181,0.32351864470807024,18.536252935564811,35.61425788319054,0.62158606071602096,0.89169157306205171,51.090163763836848,0.87903003650882394,0.47676639449031555,1.0738239062226143,61.525577766807693,null,{"$f":"IF(Z5062<0,0,epw!O5062*SIN(RADIANS(SolarPosition!Z5062)))+epw!P5062","v":613.38607006524137},325,1.17,50.699634550364536,50.699634550364536,0.77383616981793235,2.9656923444144163,0.30724404314412751,0.21,1.01,58.333333333333329,280.55555555555554,null,null,null,null,null,null,null,null,null,null,null,null,210.74999999998732,{"$f":"$BE$2+(1/2)*$BF$2*EXP(-1*BE$4*(PI()/(365*$BI$2))^0.5)*COS(2*PI()/365*($BD5062-$BH$2-BE$4/2*(365/(PI()*$BI$2))^0.5))","v":7.8705349176417529},{"$f":"(epw!G5066+273.15)^4*(5.67/(10^8))-epw!M5066","v":62.492649975073903}]
[43.462000000000003,0.75855499950177552,142.22399999999999,2.4822770753564147,212,0.29166666666666702,3.3152000000000008,212,205.67973888,3.5897886480981938,{"$f":"epw!A5079-1968","v":37},13.036326920857601,0.22752682713533937,204.86594690517356,3.5755852987111663,0.81379197482644372,1.4203349387028252E-2,4.2106355665123364E-2,2.4125164702883333,-1.5987244954618895,0.31926631683087103,18.292612495095469,-69.374724495461763,-1.2108173601097696,0.47648620143371101,27.300648338372035,-0.99999680787734524,2.5267043989543035E-3,-1.568269619707422,-89.855230347821916,null,{"$f":"IF(Z5079<0,0,epw!O5079*SIN(RADIANS(SolarPosition!Z5079)))+epw!P5079","v":53.287195508877453},183.33333333333334,0.66,27.785363588509306,27.785363588509306,0.46616065575583787,1.5444804440483657,0.2877099983267366,0.2,0.56999999999999995,55.555555555555557,158.33333333333334,null,null,null,null,null,null,null,null,null,null,null,null,211.4583333333205,7.9093822992161815,{"$f":"(epw!G5083+273.15)^4*(5.67/(10^8))-epw!M5083","v":56.844706973274072}]
[43.462000000000003,0.75855499950177552,142.22399999999999,2.4822770753564147,212,0,3.3152000000000008,212,205.67973888,3.5897886480981938,{"$f":"epw!A5096-1968","v":37},13.036326920857601,0.22752682713533937,204.86594690517356,3.5755852987111663,0.81379197482644372,1.4203349387028252E-2,4.2106355665123364E-2,2.4125164702883333,-1.5987244954618895,0.31926631683087103,18.292612495095469,-174.37472449546189,-3.0434130747038179,-0.48921144401145256,-28.029751031356806,-0.10543569864516304,-0.99442612267136576,-3.0359606219235769,-173.94773040413355,null,{"$f":"IF(Z5096<0,0,epw!O5096*SIN(RADIANS(SolarPosition!Z5096)))+epw!P5096","v":0},0,0,-27.537820714447935,"-","-","-","-",0,0,0,0,null,null,null,null,null,null,null,null,null,null,null,null,212.16666666665367,7.9481771433228028,{"$f":"(epw!G5100+273.15)^4*(5.67/(10^8))-epw!M5100","v":80.536272147083253}]
[43.462000000000003,0.75855499950177552,142.22399999999999,2.4822770753564147,213,0.95833333333333404,3.3152000000000008,213,206.66533888000001,3.6069906132058502,{"$f":"epw!A5119-1968","v":37},13.036374010635377,0.22752764900700559,205.82241879715076,3.592278882428948,0.84292008284924691,1.4711730776902743E-2,4.2378265393409109E-2,2.4280957501276554,-1.5851756672784085,0.31492696165436473,18.043985757673415,170.63882433272187,2.9782093163382122,-0.48688615719742279,-27.896521910755478,0.17499298702923066,-0.98456967985541155,2.9656940083096597,169.9217500033796,null,{"$f":"IF(Z5119<0,0,epw!O5119*SIN(RADIANS(SolarPosition!Z5119)))+epw!P5119","v":0},0,0,-27.515129231958614,"-","-","-","-",0,0,0,0,null,null,null,null,null,null,null,null,null,null,null,null,213.12499999998678,8.0005704022074191,{"$f":"(epw!G5123+273.15)^4*(5.67/(10^8))-epw!M5123","v":58.957924091691041}]
[{"$f":"A5130","v":43.462000000000003},0.75855499950177552,{"$f":"C5130","v":142.22399999999999},2.4822770753564147,214,0.45833333333333398,3.3152000000000008,214,{"$f":"0.9856*(H5131-G5131)","v":207.65093888000001},3.6241925783135067,{"$f":"epw!A5131-1968","v":37},13.036421100413156,0.2275284708786719,206.77912587042519,3.608976570834705,0.87181300957482222,1.5216007478801497E-2,4.2601899263566015E-2,2.4409090270438227,-1.5690960174690005,0.3105019719148997,17.790452521213371,-9.3450960174687712,-0.16310269441983957,1.102015656228871,63.140846059254123,-0.34222203396482481,0.93961911403982068,-0.3492807063321719,-20.012310338181777,null,{"$f":"IF(Z5131<0,0,epw!O5131*SIN(RADIANS(SolarPosition!Z5131)))+epw!P5131","v":647.46702163076316},883.33333333333326,3.18,63.124339597338626,63.124339597338626,0.89198964616231258,3.5981523659955368,0.7244592161742891,2.52,0.93,700,258.33333333333331,null,null,null,null,null,null,null,null,null,null,null,null,213.62499999998667,8.0278588895818839,{"$f":"(epw!G5135+273.15)^4*(5.67/(10^8))-epw!M5135","v":85.733615178723994}]
[43.462000000000003,0.75855499950177552,142.22399999999999,2.4822770753564147,215,0.16666666666666699,3.3152000000000008,215,208.63653887999999,3.6413945434211619,{"$f":"epw!A5148-1968","v":37},13.036468190190934,0.22752929275033812,207.73607631818473,3.6256785069265431,0.90046256181526019,1.5716036494619258E-2,4.2777175834592084E-2,2.4509516348111413,-1.5504890729958811,0.30599275376208568,17.532093352153353,-114.32648907299577,-1.995373656569096,-7.7970786262991629E-2,-4.4673969781860361,-0.87153347473482079,-0.49033600970829122,-2.0832715764339866,-119.36266890923314,null,{"$f":"IF(Z5148<0,0,epw!O5148*SIN(RADIANS(SolarPosition!Z5148)))+epw!P5148","v":0},0,0,-3.8624846126571608,"-","-","-","-",0,0,0,0,null,null,null,null,null,null,null,null,null,null,null,null,214.33333333331984,8.0664572638304488,{"$f":"(epw!G5152+273.15)^4*(5.67/(10^8))-epw!M5152","v":61.751827258828712}]
[43.462000000000003,0.75855499950177552,142.22399999999999,2.4822770753564147,216,4.1666666666666664E-2,3.3152000000000008,216,209.62213887999999,3.6585965085288183,{"$f":"epw!A5169-1968","v":37},13.036515279968711,0.22753011462200437,208.69327827887633,3.6423848327471573,0.92886060112365954,1.6211675781661598E-2,4.29040686674435E-2,2.4582220585839867,-1.5293614574603271,0.30140072591268507,17.268989536976161,-159.30536145746035,-2.7804030735123559,-0.46026901795453729,-26.371472169426099,-0.37665446367533423,-0.92635382818523837,-2.7554105307568064,-157.87339423826711,null,{"$f":"IF(Z5169<0,0,epw!O5169*SIN(RADIANS(SolarPosition!Z5169)))+epw!P5169","v":0},0,0,-25.790790201583256,"-","-","-","-",0,0,0,0,null,null,null,null,null,null,null,null,null,null,null,null,215.20833333331964,8.1140322113302599,{"$f":"(epw!G5173+273.15)^4*(5.67/(10^8))-epw!M5173","v":49.596709818588295}]
[43.462000000000003,0.75855499950177552,142.22399999999999,2.4822770753564147,216,0.625,3.3152000000000008,216,209.62213887999999,3.6585965085288183,{"$f":"epw!A5183-1968","v":37},13.036515279968711,0.22753011462200437,208.69327827887633,3.6423848327471573,0.92886060112365954,1.6211675781661598E-2,4.29040686674435E-2,2.4582220585839867,-1.5293614574603271,0.30140072591268507,17.268989536976161,50.694638542539664,0.88478835567573666,0.6987413261639791,40.034928960570092,0.96505946886605098,0.26203095533157023,1.3056702360167693,74.809393959610972,null,{"$f":"IF(Z5183<0,0,epw!O5183*SIN(RADIANS(SolarPosition!Z5183)))+epw!P5183","v":280},272.22222222222223,0.98,39.683534612483328,39.683534612483328,0.63854668477239518,2.3008155391532079,0.31187463608392674,0.23,0.83,63.888888888888886,230.55555555555554,null,null,null,null,null,null,null,null,null,null,null,null,215.79166666665284,8.1456791755758609,{"$f":"(epw!G5187+273.15)^4*(5.67/(10^8))-epw!M5187","v":56.979073341665014}]
[43.462000000000003,0.75855499950177552,142.22399999999999,2.4822770753564147,217,0.33333333333333398,3.3152000000000008,217,210.60773888,3.6757984736364748,{"$f":"epw!A5200-1968","v":37},13.036562369746489,0.22753093649367065,209.65073983419913,3.6590956893488058,0.95699904580087036,1.6702784287669203E-2,4.2982605517373811E-2,2.4627218886212456,-1.5057228428203753,0.29672731883512465,17.001223035485381,-54.281722842820145,-0.94739478726222781,0.65146350087277349,37.326109106827147,-0.97638191411606745,0.21605174793795237,-1.3530274360103771,-77.522761648801662,null,{"$f":"IF(Z5200<0,0,epw!O5200*SIN(RADIANS(SolarPosition!Z5200)))+epw!P5200","v":35},244.44444444444443,0.88,37.743085787046759,37.743085787046759,0.61212185849491707,2.1782958303244548,0.29214026504956392,0.2,0.76,55.555555555555557,211.11111111111111,null,null,null,null,null,null,null,null,null,null,null,null,216.49999999998602,8.1840273920093392,{"$f":"(epw!G5204+273.15)^4*(5.67/(10^8))-epw!M5204","v":35.967833466275181}]
[43.462000000000003,0.75855499950177552,142.22399999999999,2.4822770753564147,218,4.1666666666666664E-2,3.3152000000000008,218,211.59333888,3.6930004387441309,{"$f":"epw!A5217-1968","v":37},13.036609459524268,0.2275317583653369,210.60846900709316,3.6758112167582082,0.98486987290684169,1.7189221985922484E-2,4.3012867475887243E-2,2.4644557711238653,-1.4795858982170236,0.29197397396550562,16.72887643588605,-159.25558589821702,-2.7795343261165382,-0.46905982968557985,-26.875148580108931,-0.38028213249563803,-0.924870531320233,-2.751491325439301,-157.64884031452883,null,{"$f":"IF(Z5217<0,0,epw!O5217*SIN(RADIANS(SolarPosition!Z5217)))+epw!P5217","v":0},0,0,-26.289331604548916,"-","-","-","-",0,0,0,0,null,null,null,null,null,null,null,null,null,null,null,null,217.20833333331919,8.2222822375480362,{"$f":"(epw!G5221+273.15)^4*(5.67/(10^8))-epw!M5221","v":53.095830186326168}]
[43.462000000000003,0.75855499950177552,142.22399999999999,2.4822770753564147,218,0.79166666666666696,3.3152000000000008,218,211.59333888,3.6930004387441309,{"$f":"epw!A5235-1968","v":37},13.036609459524268,0.2275317583653369,210.60846900709316,3.6758112167582082,0.98486987290684169,1.7189221985922484E-2,4.3012867475887243E-2,2.4644557711238653,-1.4795858982170236,0.29197397396550562,16.72887643588605,110.74441410178308,1.9328546542681533,-4.8227530347159694E-2,-2.7632339452313484,0.89663360356906929,-0.4427732839171139,2.0294856423649748,116.28096188990985,null,{"$f":"IF(Z5235<0,0,epw!O5235*SIN(RADIANS(SolarPosition!Z5235)))+epw!P5235","v":67},0,0,-2.8550588384112756,"-","-","-","-",0,0,0,0,null,null,null,null,null,null,null,null,null,null,null,null,217.95833333331902,8.2626792764499033,{"$f":"(epw!G5239+273.15)^4*(5.67/(10^8))-epw!M5239","v":72.470090690694519}]
[43.462000000000003,0.75855499950177552,142.22399999999999,2.4822770753564147,219,0.5,3.3152000000000008,219,212.57893888000001,3.7102024038517873,{"$f":"epw!A5252-1968","v":37},13.036656549302045,0.22753258023700315,211.56647375972429,3.6925315539413752,1.0124651202757207,1.7670849910411724E-2,4.2994988067064976E-2,2.4634313564581607,-1.45096623618244,0.28714214295585067,16.452032911712383,5.7730337638175495,0.10075844700741693,1.0916676849249158,62.547950977014999,0.20925901979229411,0.97786024698602436,0.2108171414824842,12.078932455958695,null,{"$f":"IF(Z5252<0,0,epw!O5252*SIN(RADIANS(SolarPosition!Z5252)))+epw!P5252","v":246},394.44444444444446,1.42,62.322977050276485,62.322977050276485,0.88557996791931848,3.5625962890404619,0.32584209939349756,0.23,1.22,63.888888888888886,338.88888888888886,null,null,null,null,null,null,null,null,null,null,null,null,218.66666666665219,8.3007239950653542,{"$f":"(epw!G5256+273.15)^4*(5.67/(10^8))-epw!M5256","v":53.751827258828712}]
[43.462000000000003,0.75855499950177552,142.22399999999999,2.4822770753564147,220,0.20833333333333401,3.3152000000000008,220,213.56453888000001,3.7274043689594429,{"$f":"epw!A5269-1968","v":37},13.036703639079823,0.2275334021086694,212.52476199146537,3.7092568387683715,1.0397768885346466,1.814753019107166E-2,4.2929152302911271E-2,2.4596592450311343,-1.4198823564964878,0.28223328695520628,16.170776180637993,-99.19588235649627,-1.7312947515418116,8.0253778921738531E-2,4.5982028221915847,-0.95115349018372808,-0.30871837993762641,-1.8846416263626637,-107.98201108525205,null,{"$f":"IF(Z5269<0,0,epw!O5269*SIN(RADIANS(SolarPosition!Z5269)))+epw!P5269","v":0},25,0.09,5.1741785824205149,5.1741785824205149,9.0183757027783445E-2,0.24248763492154402,0.20279667048859273,0.09,0.08,25,22.222222222222221,null,null,null,null,null,null,null,null,null,null,null,null,219.37499999998536,8.3386579926773017,{"$f":"(epw!G5273+273.15)^4*(5.67/(10^8))-epw!M5273","v":48.64710649869761}]
[43.462000000000003,0.75855499950177552,142.22399999999999,2.4822770753564147,220,0.875,3.3152000000000008,220,213.56453888000001,3.7274043689594429,{"$f":"epw!A5285-1968","v":37},13.036703639079823,0.2275334021086694,212.52476199146537,3.7092568387683715,1.0397768885346466,1.814753019107166E-2,4.2929152302911271E-2,2.4596592450311343,-1.4198823564964878,0.28223328695520628,16.170776180637993,140.8041176435035,2.4574954532445754,-0.35616514287903456,-20.406759496642625,0.64761380189582862,-0.76196874187464569,2.4371440227967747,139.63806657179049,null,{"$f":"IF(Z5285<0,0,epw!O5285*SIN(RADIANS(SolarPosition!Z5285)))+epw!P5285","v":0},0,0,-20.275028771446447,"-","-","-","-",0,0,0,0,null,null,null,null,null,null,null,null,null,null,null,null,220.04166666665188,8.374254384364189,{"$f":"(epw!G5289+273.15)^4*(5.67/(10^8))-epw!M5289","v":44.167197043961153}]
[43.462000000000003,0.75855499950177552,142.22399999999999,2.4822770753564147,221,0.66666666666666696,3.3152000000000008,221,214.55013887999999,3.744606334067099,{"$f":"epw!A5304-1968","v":37},13.0367507288576,0.22753422398033563,213.48334153687367,3.725987207978017,1.0667973431263249,1.8619126089082068E-2,4.2815595702235816E-2,2.4531529310765787,-1.3863555879502538,0.27724887592409148,15.885190465196663,65.837644412049855,1.1490836667475162,0.49386470833851204,28.296363438256098,0.99663780819963577,8.1933383104972501E-2,1.4887709947684531,85.30029466172553,null,{"$f":"IF(Z5304<0,0,epw!O5304*SIN(RADIANS(SolarPosition!Z5304)))+epw!P5304","v":431.52424316188257},419.44444444444446,1.51,27.999282492538679,27.999282492538679,0.46946050571326936,1.5580093400204365,0.65361877698069071,2.39,0.39,663.88888888888891,108.33333333333333,null,null,null,null,null,null,null,null,null,null,null,null,220.83333333331836,8.4163847552239162,{"$f":"(epw!G5308+273.15)^4*(5.67/(10^8))-epw!M5308","v":65.647103504908955}]
[43.462000000000003,0.75855499950177552,142.22399999999999,2.4822770753564147,221,0.70833333333333404,3.3152000000000008,221,214.55013887999999,3.744606334067099,{"$f":"epw!A5305-1968","v":37},13.0367507288576,0.22753422398033563,213.48334153687367,3.725987207978017,1.0667973431263249,1.8619126089082068E-2,4.2815595702235816E-2,2.4531529310765787,-1.3863555879502538,0.27724887592409148,15.885190465196663,80.837644412050011,1.4108830545466684,0.30410623907412832,17.424004022543958,0.99520546249082331,-9.7806377238022296E-2,1.6687593165427053,95.612865861032788,null,{"$f":"IF(Z5305<0,0,epw!O5305*SIN(RADIANS(SolarPosition!Z5305)))+epw!P5305","v":277.09439458046506},227.7777777777778,0.82000000000000006,17.183425550010686,17.183425550010686,0.29543169596947444,0.89465080380227613,0.56403155275851979,1.7,0.32,472.22222222222223,88.888888888888886,null,null,null,null,null,null,null,null,null,null,null,null,220.87499999998502,8.4185977852938194,{"$f":"(epw!G5309+273.15)^4*(5.67/(10^8))-epw!M5309","v":82.660236848377735}]
[43.462000000000003,{"$f":"A5322/180*PI()","v":0.75855499950177552},142.22399999999999,{"$f":"C5322/180*PI()","v":2.4822770753564147},222,0.41666666666666702,{"$f":"3.71+0.2596*K5322-INT((K5322+3)/4)","v":3.3152000000000008},222,215.53573888,{"$f":"I5322/180*PI()","v":3.7618082991747555},{"$f":"epw!A5322-1968","v":37},{"$f":"12.3901+0.0172*(K5322+I5322/360)","v":13.036797818635378},{"$f":"L5322/180*PI()","v":0.22753504585200193},{"$f":"I5322+1.914*SIN(J5322)+0.02*SIN(2*J5322)","v":214.44222016366496},{"$f":"N5322/180*PI()","v":3.7427227971425268},{"$f":"I5322-N5322","v":1.0935187163350406},{"$f":"P5322/180*PI()","v":1.908550203222836E-2},{"$f":"ATAN((0.043*SIN(2*(O5322+M5322)))/(1-0.043*COS(2*(O5322+M5322))))","v":4.2654603277444074E-2},{"$f":"R5322/PI()*180","v":2.4439287446024345},{"$f":"P5322-S5322","v":-1.3504100282673939},{"$f":"ASIN(COS(O5322+M5322)*SIN(-23.4393*PI()/180))","v":0.27219038798266809},{"$f":"U5322/PI()*180","v":15.595360455435282},{"$f":"(F5322*24-12)/12*180+(C5322-135)+T5322","v":-24.126410028267273},{"$f":"W5322/180*PI()","v":-0.42108529167944214},{"$f":"ASIN(SIN(B5322)*SIN(U5322)+COS(B5322)*COS(U5322)*COS(X5322))","v":0.96661576396560733},{"$f":"Y5322/PI()*180","v":55.383003686043068},{"$f":"COS(U5322)*SIN(X5322)/COS(Y5322)","v":-0.6930313745988923},{"$f":"(SIN(Y5322)*SIN(B5322)-SIN(U5322))/(COS(Y5322)*COS(B5322))","v":0.72090742389128637},{"$f":"IF(AA5322>0,PI()/2-ATAN(AB5322/AA5322),-PI()/2-ATAN(AB5322/AA5322))","v":-0.76568554325563298},{"$f":"AC5322/PI()*180","v":-43.870550062729407},null,{"$f":"IF(Z5322<0,0,epw!O5322*SIN(RADIANS(SolarPosition!Z5322)))+epw!P5322","v":517.47439717629823},777.77777777777783,{"$f":"AG5322*3.6/1000","v":2.8000000000000003},55.567899544251382,{"$f":"IF(AH5322<=0,\"-\",IF(AI5322<3,3,AI5322))","v":55.567899544251382},0.82479684115016449,{"$f":"IF(AK5322=\"-\",\"-\", (0.5163+0.333*AK5322+0.00803*AK5322*AK5322)*(4.921)*AK5322)","v":3.2325299159882577},{"$f":"IF(AK5322=\"-\",\"-\", AH5322/(4.921)/AK5322)","v":0.68985477912452575},2.27,0.93,{"$f":"AN5322*1000/3.6","v":630.55555555555554},{"$f":"AO5322*1000/3.6","v":258.33333333333331},null,null,null,null,null,null,null,null,null,null,null,null,221.58333333331819,8.4561504724955991,{"$f":"(epw!G5326+273.15)^4*(5.67/(10^8))-epw!M5326","v":62.9112706300333}]
[43.462000000000003,0.75855499950177552,142.22399999999999,2.4822770753564147,223,0.66666666666666696,3.3152000000000008,223,216.52133888,3.779010264282411,{"$f":"epw!A5352-1968","v":37},13.036844908413157,0.22753586772366816,215.4014055706844,3.7594637406320985,1.1199333093155985,1.9546523650313275E-2,4.2446508493448276E-2,2.4320057917407887,-1.3120724824251901,0.26705930879289602,15.301371273513938,65.91192751757491,1.1503801515175347,0.4861965354801609,27.857009496895806,0.99597417622896434,8.9640617384284457E-2,1.4810352229225519,84.857067583679253,null,{"$f":"IF(Z5352<0,0,epw!O5352*SIN(RADIANS(SolarPosition!Z5352)))+epw!P5352","v":607.44992781991505},169.44444444444443,0.61,27.563621573321512,27.563621573321512,0.46273327045325235,1.5304677291639959,0.26788336375674437,0.17,0.53,47.222222222222221,147.22222222222223,null,null,null,null,null,null,null,null,null,null,null,null,222.83333333331791,8.5220899908254619,{"$f":"(epw!G5356+273.15)^4*(5.67/(10^8))-epw!M5356","v":54.694493938565245}]
[43.462000000000003,0.75855499950177552,142.22399999999999,2.4822770753564147,223,0.875,3.3152000000000008,223,216.52133888,3.779010264282411,{"$f":"epw!A5357-1968","v":37},13.036844908413157,0.22753586772366816,215.4014055706844,3.7594637406320985,1.1199333093155985,1.9546523650313275E-2,4.2446508493448276E-2,2.4320057917407887,-1.3120724824251901,0.26705930879289602,15.301371273513938,140.91192751757481,2.4593770905132804,-0.37027899858482044,-21.215423861240794,0.65237714119415668,-0.75789449506335582,2.4308759276327154,139.27893117330353,null,{"$f":"IF(Z5357<0,0,epw!O5357*SIN(RADIANS(SolarPosition!Z5357)))+epw!P5357","v":0},0,0,-21.078407340189095,"-","-","-","-",0,0,0,0,null,null,null,null,null,null,null,null,null,null,null,null,223.0416666666512,8.533037245708373,{"$f":"(epw!G5361+273.15)^4*(5.67/(10^8))-epw!M5361","v":62.794846946278028}]
[43.462000000000003,0.75855499950177552,142.22399999999999,2.4822770753564147,224,0.58333333333333404,3.3152000000000008,224,217.50693888000001,3.7962122293900675,{"$f":"epw!A5374-1968","v":37},13.036891998190933,0.22753668959533441,216.36090538587479,3.7762101715794474,1.1460334941252199,2.0002057810620179E-2,4.2191692202742354E-2,2.4174058937321607,-1.2713723996069408,0.26185713097482866,15.003308440262103,35.952627600393321,0.62749172637025163,0.84144310891001772,48.211138840910891,0.85100914093832436,0.52515087550095052,1.017903933288101,58.321599327174297,null,{"$f":"IF(Z5374<0,0,epw!O5374*SIN(RADIANS(SolarPosition!Z5374)))+epw!P5374","v":673.8618912352822},344.44444444444446,1.24,47.859168500017276,47.859168500017276,0.74149787702218273,2.8010276048847058,0.33982741208218625,0.28000000000000003,1.03,77.777777777777771,286.11111111111109,null,null,null,null,null,null,null,null,null,null,null,null,223.74999999998437,8.5701630778318858,{"$f":"(epw!G5378+273.15)^4*(5.67/(10^8))-epw!M5378","v":44.733615178723994}]
[43.462000000000003,0.75855499950177552,142.22399999999999,2.4822770753564147,225,0.75,3.3152000000000008,225,218.49253888000001,3.8134141944977236,{"$f":"epw!A5402-1968","v":37},13.036939087968712,0.22753751146700069,217.32072716424196,3.7929622218443018,1.1718117157580537,2.0451972653421958E-2,4.1890581560503154E-2,2.4001535247653809,-1.2283418090073273,0.2565853535571006,14.701257843693909,95.995658190992657,1.6754403030518854,0.10140840591901575,5.8102736663090786,0.9669386544280445,-0.25500909507874936,1.8286534360459132,104.77412407752703,null,{"$f":"IF(Z5402<0,0,epw!O5402*SIN(RADIANS(SolarPosition!Z5402)))+epw!P5402","v":260.21983211768821},2.7777777777777777,0.01,5.6446551519897383,5.6446551519897383,9.8358529807038436E-2,0.2657917001669991,2.0660204043836516E-2,0,0.01,0,2.7777777777777777,null,null,null,null,null,null,null,null,null,null,null,null,224.91666666665077,8.6309802306376522,{"$f":"(epw!G5406+273.15)^4*(5.67/(10^8))-epw!M5406","v":59.481209192312917}]
[43.462000000000003,0.75855499950177552,142.22399999999999,2.4822770753564147,226,4.1666666666666664E-2,3.3152000000000008,226,219.47813887999999,3.8306161596053792,{"$f":"epw!A5409-1968","v":37},13.036986177746488,0.22753833333866694,218.2808783858182,3.8097200219778524,1.1972604941817906,2.0896137627526658E-2,4.1543648923393101E-2,2.3802757488836308,-1.1830152547018402,0.25124548146156855,14.395305709480244,-158.95901525470185,-2.77435819192244,-0.50653871856259214,-29.022530733601538,-0.39770320514580532,-0.9175141201184609,-2.7325804498469486,-156.56532695619006,null,{"$f":"IF(Z5409<0,0,epw!O5409*SIN(RADIANS(SolarPosition!Z5409)))+epw!P5409","v":0},0,0,-28.417632203282544,"-","-","-","-",0,0,0,0,null,null,null,null,null,null,null,null,null,null,null,null,225.20833333331737,8.6461177298277452,{"$f":"(epw!G5413+273.15)^4*(5.67/(10^8))-epw!M5413","v":30.488553266430245}]
[43.462000000000003,0.75855499950177552,142.22399999999999,2.4822770753564147,226,0.75,3.3152000000000008,226,219.47813887999999,3.8306161596053792,{"$f":"epw!A5426-1968","v":37},13.036986177746488,0.22753833333866694,218.2808783858182,3.8097200219778524,1.1972604941817906,2.0896137627526658E-2,4.1543648923393101E-2,2.3802757488836308,-1.1830152547018402,0.25124548146156855,14.395305709480244,96.040984745298147,1.6762314006631003,9.7177381884534716E-2,5.5678538461149012,0.96779079559151782,-0.25175578636515383,1.8252903760095118,104.58143493119212,null,{"$f":"IF(Z5426<0,0,epw!O5426*SIN(RADIANS(SolarPosition!Z5426)))+epw!P5426","v":199},22.222222222222221,0.08,5.403506970129019,5.403506970129019,9.4169249673661595E-2,0.25382164934390505,0.17263446845396746,0.05,0.08,13.888888888888889,22.222222222222221,null,null,null,null,null,null,null,null,null,null,null,null,225.91666666665054,8.6827650671312,{"$f":"(epw!G5430+273.15)^4*(5.67/(10^8))-epw!M5430","v":84.256211502303927}]
[43.462000000000003,0.75855499950177552,142.22399999999999,2.4822770753564147,227,0.45833333333333398,3.3152000000000008,227,220.46373887999999,3.8478181247130356,{"$f":"epw!A5443-1968","v":37},13.037033267524267,0.22753915521033319,219.24136645362384,3.82648370118718,1.222372426376154,2.1334423525855864E-2,4.1151410735543875E-2,2.3578021561560107,-1.1354297297798568,0.24583902502196714,14.085538573369757,-8.911429729779627,-0.15553378984476304,1.0410144664255361,59.645735338246553,-0.29732144073541206,0.95477744049543734,-0.3018859959212139,-17.296793460389139,null,{"$f":"IF(Z5443<0,0,epw!O5443*SIN(RADIANS(SolarPosition!Z5443)))+epw!P5443","v":678.43755799934013},369.44444444444446,1.33,59.636799358220578,59.636799358220578,0.86283850157410436,3.4375992519159024,0.31323390156698783,0.21,1.1499999999999999,58.333333333333329,319.44444444444446,null,null,null,null,null,null,null,null,null,null,null,null,226.62499999998371,8.7192448826849223,{"$f":"(epw!G5447+273.15)^4*(5.67/(10^8))-epw!M5447","v":77.830432648851684}]
[43.462000000000003,0.75855499950177552,142.22399999999999,2.4822770753564147,227,0.83333333333333404,3.3152000000000008,227,220.46373887999999,3.8478181247130356,{"$f":"epw!A5452-1968","v":37},13.037033267524267,0.22753915521033319,219.24136645362384,3.82648370118718,1.222372426376154,2.1334423525855864E-2,4.1151410735543875E-2,2.3578021561560107,-1.1354297297798568,0.24583902502196714,14.085538573369757,126.0885702702204,2.2006607003475822,-0.24986929488957382,-14.316456027082371,0.80893200652800856,-0.58790221024807343,2.1992594330901216,126.00828357039802,null,{"$f":"IF(Z5452<0,0,epw!O5452*SIN(RADIANS(SolarPosition!Z5452)))+epw!P5452","v":6},0,0,-14.29431094239418,"-","-","-","-",0,0,0,0,null,null,null,null,null,null,null,null,null,null,null,null,226.99999999998363,8.7384880536402729,{"$f":"(epw!G5456+273.15)^4*(5.67/(10^8))-epw!M5456","v":80.323469779041432}]
[43.462000000000003,0.75855499950177552,142.22399999999999,2.4822770753564147,228,0.91666666666666696,3.3152000000000008,228,221.44933888,3.8650200898206917,{"$f":"epw!A5478-1968","v":37},13.037080357302045,0.22753997708199947,220.2021986916273,3.8432533872996459,1.2471401883726969,2.1766702521045862E-2,4.0714426405001537E-2,2.332764798302585,-1.0856246099298881,0.24036749953636627,13.77204325554656,156.13837539007022,2.7251287392716108,-0.50174021619860498,-28.747596800161528,0.44813291897567703,-0.89396693838773422,2.6769169452683323,153.37604307092823,null,{"$f":"IF(Z5478<0,0,epw!O5478*SIN(RADIANS(SolarPosition!Z5478)))+epw!P5478","v":0},0,0,-28.465538084529037,"-","-","-","-",0,0,0,0,null,null,null,null,null,null,null,null,null,null,null,null,228.08333333331672,8.7937998179740617,{"$f":"(epw!G5482+273.15)^4*(5.67/(10^8))-epw!M5482","v":38.892695131966207}]
[43.462000000000003,0.75855499950177552,142.22399999999999,2.4822770753564147,229,0.625,3.3152000000000008,229,222.43493888,3.8822220549283482,{"$f":"epw!A5495-1968","v":37},13.037127447079822,0.22754079895366566,221.16338234270404,3.8600292067272752,1.2715565372959645,2.2192848201072656E-2,4.0233297173709444E-2,2.3051981239491743,-1.0336415866532098,0.23483242485313213,13.454906836907531,51.190358413346779,0.8934402995888816,0.64659506934274458,37.047168527308074,0.94951434333369422,0.31372362327944564,1.2516842134437054,71.716222713476412,null,{"$f":"IF(Z5495<0,0,epw!O5495*SIN(RADIANS(SolarPosition!Z5495)))+epw!P5495","v":349.97331620001535},483.33333333333331,1.74,36.724699255588412,36.724699255588412,0.59797072355251391,2.1136664325798358,0.59131100478548926,1.64,0.76,455.55555555555554,211.11111111111111,null,null,null,null,null,null,null,null,null,null,null,null,228.79166666664989,8.8297336562015722,{"$f":"(epw!G5499+273.15)^4*(5.67/(10^8))-epw!M5499","v":55.75216374286822}]
[43.462000000000003,0.75855499950177552,142.22399999999999,2.4822770753564147,229,0.91666666666666696,3.3152000000000008,229,222.43493888,3.8822220549283482,{"$f":"epw!A5502-1968","v":37},13.037127447079822,0.22754079895366566,221.16338234270404,3.8600292067272752,1.2715565372959645,2.2192848201072656E-2,4.0233297173709444E-2,2.3051981239491743,-1.0336415866532098,0.23483242485313213,13.454906836907531,156.1903584133469,2.7260360141829296,-0.50725079494960734,-29.063329705268437,0.44917808267713294,-0.89344224773764447,2.6757474720548693,153.30903719154318,null,{"$f":"IF(Z5502<0,0,epw!O5502*SIN(RADIANS(SolarPosition!Z5502)))+epw!P5502","v":0},0,0,-28.779433700891662,"-","-","-","-",0,0,0,0,null,null,null,null,null,null,null,null,null,null,null,null,229.08333333331649,8.8444752034942589,{"$f":"(epw!G5506+273.15)^4*(5.67/(10^8))-epw!M5506","v":38.347246534818169}]
[43.462000000000003,0.75855499950177552,142.22399999999999,2.4822770753564147,231,8.3333333333333329E-2,3.3152000000000008,231,224.40613888000001,3.9166259851436602,{"$f":"epw!A5530-1968","v":37},13.037221626635379,0.22754244269699819,223.08683243786615,3.8935997438856527,1.3193064421338647,2.3026241258007982E-2,3.9141211343557941E-2,2.2426262150154526,-0.92331977288158784,0.2235777277859454,12.810060195259467,-143.69931977288161,-2.5080262629129741,-0.43111923395408125,-24.701312572481992,-0.63543032182843029,-0.77215821312799471,-2.4530269637771189,-140.54809205621959,null,{"$f":"IF(Z5530<0,0,epw!O5530*SIN(RADIANS(SolarPosition!Z5530)))+epw!P5530","v":0},0,0,-24.058531439899426,"-","-","-","-",0,0,0,0,null,null,null,null,null,null,null,null,null,null,null,null,230.24999999998289,8.9031128878729842,{"$f":"(epw!G5534+273.15)^4*(5.67/(10^8))-epw!M5534","v":51.569748507383451}]
[43.462000000000003,0.75855499950177552,142.22399999999999,2.4822770753564147,231,0.79166666666666696,3.3152000000000008,231,224.40613888000001,3.9166259851436602,{"$f":"epw!A5547-1968","v":37},13.037221626635379,0.22754244269699819,223.08683243786615,3.8935997438856527,1.3193064421338647,2.3026241258007982E-2,3.9141211343557941E-2,2.2426262150154526,-0.92331977288158784,0.2235777277859454,12.810060195259467,111.30068022711852,1.9425633296725684,-0.10478093278703909,-6.0035052221412908,0.91350777119076065,-0.40682127768110748,1.989767993293817,114.00530822595081,null,{"$f":"IF(Z5547<0,0,epw!O5547*SIN(RADIANS(SolarPosition!Z5547)))+epw!P5547","v":18},0,0,-6.0789326709656324,"-","-","-","-",0,0,0,0,null,null,null,null,null,null,null,null,null,null,null,null,230.95833333331606,8.938450767022454,{"$f":"(epw!G5551+273.15)^4*(5.67/(10^8))-epw!M5551","v":61.454993094454437}]
[43.462000000000003,0.75855499950177552,142.22399999999999,2.4822770753564147,232,0.5,3.3152000000000008,232,225.39173887999999,3.9338279502513163,{"$f":"epw!A5564-1968","v":37},13.037268716413156,0.22754326456866444,224.04911294386494,3.9103947070430887,1.3426259361350503,2.3433243208227737E-2,3.8531656193414331E-2,2.2077012775317604,-0.86507534139671005,0.21786116458498611,12.482525250524704,6.3589246586032795,0.11098417217888359,1.0216907589347339,58.538568454478259,0.20719166894763791,0.97830036917027274,0.20870346016419328,11.957827437184978,null,{"$f":"IF(Z5564<0,0,epw!O5564*SIN(RADIANS(SolarPosition!Z5564)))+epw!P5564","v":735.3625757827125},341.66666666666669,1.23,58.346321406969054,58.346321406969054,0.85123565469981954,3.3745188766060874,0.29363102442620387,0.17,1.0900000000000001,47.222222222222221,302.77777777777777,null,null,null,null,null,null,null,null,null,null,null,null,231.66666666664923,8.973583109822151,{"$f":"(epw!G5568+273.15)^4*(5.67/(10^8))-epw!M5568","v":67.703881572920636}]
[43.462000000000003,0.75855499950177552,142.22399999999999,2.4822770753564147,232,0.66666666666666696,3.3152000000000008,232,225.39173887999999,3.9338279502513163,{"$f":"epw!A5568-1968","v":37},13.037268716413156,0.22754326456866444,224.04911294386494,3.9103947070430887,1.3426259361350503,2.3433243208227737E-2,3.8531656193414331E-2,2.2077012775317604,-0.86507534139671005,0.21786116458498611,12.482525250524704,66.358924658603399,1.1581817233754834,0.44766350568673013,25.649229517880361,0.99219082055937047,0.12472920908000233,1.4457414225308411,82.834881778257056,null,{"$f":"IF(Z5568<0,0,epw!O5568*SIN(RADIANS(SolarPosition!Z5568)))+epw!P5568","v":395.21248394741144},169.44444444444443,0.61,25.370475109688229,25.370475109688229,0.4284695818830942,1.3925676719094324,0.28930535620845554,0.21,0.52,58.333333333333329,144.44444444444443,null,null,null,null,null,null,null,null,null,null,null,null,231.83333333331586,8.9818191068359354,{"$f":"(epw!G5572+273.15)^4*(5.67/(10^8))-epw!M5572","v":75.66320787280273}]
[43.462000000000003,0.75855499950177552,142.22399999999999,2.4822770753564147,233,0.29166666666666702,3.3152000000000008,233,226.37733888,3.9510299153589727,{"$f":"epw!A5583-1968","v":37},13.037315806190934,0.22754408644033072,225.01177298268266,3.927196294297834,1.3655658973173388,2.3833621061138364E-2,3.7880756777717857E-2,2.1704074881248214,-0.80484159080748263,0.21208716995195925,12.151699727121075,-68.580841590807353,-1.1969614895482541,0.4158017348143242,23.823684519078643,-0.99484276118519299,0.10142918967151981,-1.4691924117787516,-84.178524487569007,null,{"$f":"IF(Z5583<0,0,epw!O5583*SIN(RADIANS(SolarPosition!Z5583)))+epw!P5583","v":0},347.22222222222223,1.25,24.292736061967997,24.292736061967997,0.41139880792322692,1.3253445559187949,0.617438376135381,2.08,0.39,577.77777777777771,108.33333333333333,null,null,null,null,null,null,null,null,null,null,null,null,232.45833333331572,9.0125990169859733,{"$f":"(epw!G5587+273.15)^4*(5.67/(10^8))-epw!M5587","v":34.75216374286822}]
[43.462000000000003,0.75855499950177552,142.22399999999999,2.4822770753564147,233,0,3.3152000000000008,233,226.37733888,3.9510299153589727,{"$f":"epw!A5600-1968","v":37},13.037315806190934,0.22754408644033072,225.01177298268266,3.927196294297834,1.3655658973173388,2.3833621061138364E-2,3.7880756777717857E-2,2.1704074881248214,-0.80484159080748263,0.21208716995195925,12.151699727121075,-173.58084159080749,-3.0295572041423022,-0.59477345707240847,-34.078008856654449,-0.13195630285310442,-0.9912555342278494,-3.0092503712000838,-172.41734576794113,null,{"$f":"IF(Z5600<0,0,epw!O5600*SIN(RADIANS(SolarPosition!Z5600)))+epw!P5600","v":0},0,0,-33.529788021197703,"-","-","-","-",0,0,0,0,null,null,null,null,null,null,null,null,null,null,null,null,233.16666666664889,9.0472789023475588,{"$f":"(epw!G5604+273.15)^4*(5.67/(10^8))-epw!M5604","v":59.251797898657628}]
[43.462000000000003,0.75855499950177552,142.22399999999999,2.4822770753564147,234,0.75,3.3152000000000008,234,227.36293888,3.9682318804666283,{"$f":"epw!A5618-1968","v":37},13.037362895968711,0.22754490831199697,225.97481936111453,3.9440046244508777,1.3881195188854747,2.4227256015751143E-2,3.7189306520833514E-2,2.1307903066621114,-0.74267078777663675,0.20625728141905975,11.81767171915422,96.481329212223358,1.6839168614538844,6.0717582511123171E-2,3.4788612201246965,0.97434389857287551,-0.2250643626028121,1.797805419847091,103.00666294298333,null,{"$f":"IF(Z5618<0,0,epw!O5618*SIN(RADIANS(SolarPosition!Z5618)))+epw!P5618","v":88.381503166978575},16.666666666666668,6.0000000000000005E-2,3.322751593391212,3.322751593391212,5.7960454177137598E-2,0.15277358166822952,0.21036142564252899,0.1,0.05,27.777777777777779,13.888888888888889,null,null,null,null,null,null,null,null,null,null,null,null,233.91666666664872,9.0837570078867884,{"$f":"(epw!G5622+273.15)^4*(5.67/(10^8))-epw!M5622","v":69.636849045923441}]
[43.462000000000003,0.75855499950177552,142.22399999999999,2.4822770753564147,235,0.45833333333333398,3.3152000000000008,235,228.34853888000001,3.9854338455742848,{"$f":"epw!A5635-1968","v":37},13.037409985746489,0.22754573018366323,226.93825879262349,3.960819814674251,1.4102800873765204,2.4614030900033602E-2,3.645813391151128E-2,2.0888972020523799,-0.6786171146758595,0.20037303926283792,11.48052947796975,-8.4546171146756297,-0.14756090564655275,0.99818578147899562,57.191832448714308,-0.26592265362774631,0.96399436838997066,-0.26916091131174724,-15.421784228058174,null,{"$f":"IF(Z5635<0,0,epw!O5635*SIN(RADIANS(SolarPosition!Z5635)))+epw!P5635","v":649.2566893750494},813.88888888888891,2.93,57.183049022761011,57.183049022761011,0.84040630214037193,3.3160663059107724,0.70847569324063753,2.4300000000000002,0.89,675,247.22222222222223,null,null,null,null,null,null,null,null,null,null,null,null,234.6249999999819,9.1179748345722,{"$f":"(epw!G5639+273.15)^4*(5.67/(10^8))-epw!M5639","v":50.963896536495213}]
[43.462000000000003,0.75855499950177552,142.22399999999999,2.4822770753564147,236,0.16666666666666699,3.3152000000000008,236,229.33413888000001,4.0026358106819409,{"$f":"epw!A5652-1968","v":37},13.037457075524268,0.2275465520553295,227.90209789530664,3.9776419804755401,1.4320409846933728,2.4993830206401075E-2,3.5688101396472167E-2,2.0447775888527944,-0.61273660415942155,0.19443598631083447,11.140361401074264,-113.38873660415931,-1.9790067884191942,-0.15036162244405352,-8.6150863667838209,-0.91081452102248228,-0.41281582854171933,-1.996339780868412,-114.3818439178316,null,{"$f":"IF(Z5652<0,0,epw!O5652*SIN(RADIANS(SolarPosition!Z5652)))+epw!P5652","v":0},0,0,-8.0041667555276774,"-","-","-","-",0,0,0,0,null,null,null,null,null,null,null,null,null,null,null,null,235.33333333331507,9.1519604337959475,{"$f":"(epw!G5656+273.15)^4*(5.67/(10^8))-epw!M5656","v":55.435601571221468}]
[43.462000000000003,0.75855499950177552,142.22399999999999,2.4822770753564147,236,0.875,3.3152000000000008,236,229.33413888000001,4.0026358106819409,{"$f":"epw!A5669-1968","v":37},13.037457075524268,0.2275465520553295,227.90209789530664,3.9776419804755401,1.4320409846933728,2.4993830206401075E-2,3.5688101396472167E-2,2.0447775888527944,-0.61273660415942155,0.19443598631083447,11.140361401074264,141.61126339584058,2.4715828041663443,-0.43928339382383402,-25.169084476288901,0.67320889910052484,-0.73945235016994793,2.4030528296105911,137.684785083657,null,{"$f":"IF(Z5669<0,0,epw!O5669*SIN(RADIANS(SolarPosition!Z5669)))+epw!P5669","v":0},0,0,-25.015029094739472,"-","-","-","-",0,0,0,0,null,null,null,null,null,null,null,null,null,null,null,null,236.04166666664824,9.1857087526787993,{"$f":"(epw!G5673+273.15)^4*(5.67/(10^8))-epw!M5673","v":62.379532274607243}]
[43.462000000000003,0.75855499950177552,142.22399999999999,2.4822770753564147,237,0.54166666666666696,3.3152000000000008,237,230.31973888000002,4.0198377757895969,{"$f":"epw!A5685-1968","v":37},13.037504165302044,0.22754737392699576,228.86634318986495,3.994471235662445,1.4533956901350678,2.5366540127152198E-2,3.4880104284764249E-2,1.9984827644931704,-0.54508707435810266,0.18844766777712638,10.797256022712821,21.678912925641992,0.37836840880560935,0.91311694504638974,52.317747153037253,0.59361302303139585,0.80475063149246917,0.63554106426205237,36.413820689468238,null,{"$f":"IF(Z5685<0,0,epw!O5685*SIN(RADIANS(SolarPosition!Z5685)))+epw!P5685","v":741.345007743878},530.55555555555566,1.9100000000000004,52.02964361394001,52.02964361394001,0.78832917823735382,3.040663924561954,0.492348252621433,0.84,1.25,233.33333333333331,347.22222222222223,null,null,null,null,null,null,null,null,null,null,null,null,236.70833333331476,9.2172506278220574,{"$f":"(epw!G5689+273.15)^4*(5.67/(10^8))-epw!M5689","v":70.703881572920636}]
[43.462000000000003,0.75855499950177552,142.22399999999999,2.4822770753564147,238,0.33333333333333398,3.3152000000000008,238,231.30533887999999,4.0370397408972529,{"$f":"epw!A5704-1968","v":37},13.037551255079823,0.22754819579866198,229.831001097577,4.0113076923074198,1.4743377824229924,2.5732048589832999E-2,3.4035069664151575E-2,1.9500658471896257,-0.47572806476663332,0.18240963112600483,10.451302006058251,-53.251728064766404,-0.92941798710684187,0.58456924632411167,33.493350647515015,-0.94487491216362307,0.32743152011342136,-1.2372123644810358,-70.887046846164679,null,{"$f":"IF(Z5704<0,0,epw!O5704*SIN(RADIANS(SolarPosition!Z5704)))+epw!P5704","v":82.083706233851416},161.11111111111111,0.57999999999999996,33.88425935422871,33.88425935422871,0.55751706190084371,1.932685336947042,0.21140558949627841,0.08,0.54,22.222222222222221,150,null,null,null,null,null,null,null,null,null,null,null,null,237.49999999998124,9.2544221049825879,{"$f":"(epw!G5708+273.15)^4*(5.67/(10^8))-epw!M5708","v":59.035104324896793}]
[43.462000000000003,0.75855499950177552,142.22399999999999,2.4822770753564147,239,4.1666666666666664E-2,3.3152000000000008,239,232.29093888,4.054241706004909,{"$f":"epw!A5721-1968","v":37},13.037598344857601,0.22754901767032829,230.79607793827819,4.0281514607124009,1.4948609417218108,2.6090245292508668E-2,3.3153955330614687E-2,1.8995817146094796,-0.40472077288766872,0.17632342596297584,10.102588136965959,-158.18072077288767,-2.7607743906646793,-0.57367755710416024,-32.869302823443661,-0.43566227331727603,-0.90011020636809969,-2.6908187385714868,-154.1725571548622,null,{"$f":"IF(Z5721<0,0,epw!O5721*SIN(RADIANS(SolarPosition!Z5721)))+epw!P5721","v":0},0,0,-32.238651128160114,"-","-","-","-",0,0,0,0,null,null,null,null,null,null,null,null,null,null,null,null,238.20833333331441,9.2874136321552268,{"$f":"(epw!G5725+273.15)^4*(5.67/(10^8))-epw!M5725","v":45.799237979963664}]
[43.462000000000003,0.75855499950177552,142.22399999999999,2.4822770753564147,239,0.625,3.3152000000000008,239,232.29093888,4.054241706004909,{"$f":"epw!A5735-1968","v":37},13.037598344857601,0.22754901767032829,230.79607793827819,4.0281514607124009,1.4948609417218108,2.6090245292508668E-2,3.3153955330614687E-2,1.8995817146094796,-0.40472077288766872,0.17632342596297584,10.102588136965959,51.819279227112318,0.90441703852341249,0.59725170236644365,34.220001852600824,0.93589538278725171,0.35227806130598488,1.2107922365642805,69.373285022338834,null,{"$f":"IF(Z5735<0,0,epw!O5735*SIN(RADIANS(SolarPosition!Z5735)))+epw!P5735","v":571.65226600491371},350,1.26,33.915100585248069,33.915100585248069,0.55796384343732464,1.9346536419225835,0.45889267237470238,0.78,0.82,216.66666666666666,227.77777777777777,null,null,null,null,null,null,null,null,null,null,null,null,238.79166666664761,9.3143900535585438,{"$f":"(epw!G5739+273.15)^4*(5.67/(10^8))-epw!M5739","v":89.66320787280273}]
[43.462000000000003,0.75855499950177552,142.22399999999999,2.4822770753564147,240,0.5,3.3152000000000008,240,233.27653888,4.071443671112565,{"$f":"epw!A5756-1968","v":37},13.037645434635378,0.22754983954199448,231.76157992834439,4.0450026493736138,1.5149589516556148,2.6441021738952079E-2,3.2237748731863178E-2,1.8470869433389818,-0.33212799168336704,0.17019060395225122,9.7512033192465033,6.8918720083166223,0.12028585817115908,0.97318275781398111,55.759264717643255,0.21018020832197612,0.97766266167310023,0.211759281773926,12.132913118367536,null,{"$f":"IF(Z5756<0,0,epw!O5756*SIN(RADIANS(SolarPosition!Z5756)))+epw!P5756","v":729.85089568569117},88.888888888888886,0.32,55.581089844112064,55.581089844112064,0.82492698909997042,3.2332229228668812,7.882810758735595E-2,0,0.32,0,88.888888888888886,null,null,null,null,null,null,null,null,null,null,null,null,239.66666666664742,9.3545213980448274,{"$f":"(epw!G5760+273.15)^4*(5.67/(10^8))-epw!M5760","v":81.213802024087613}]
[43.462000000000003,0.75855499950177552,142.22399999999999,2.4822770753564147,241,0.20833333333333401,3.3152000000000008,241,234.26213888000001,4.0886456362202219,{"$f":"epw!A5773-1968","v":37},13.037692524413156,0.22755066141366076,232.72751317868313,4.0618613649465152,1.5346257013168838,2.6784271273706702E-2,3.1287465925585171E-2,1.7926397491954043,-0.25801404787852045,0.16401271875986098,9.3972365714061752,-98.034014047878301,-1.7110163240818501,1.2233708119655878E-2,0.70093984305120816,-0.97697013175766445,-0.2133761037544081,-1.7858256781136177,-102.32027430199857,null,{"$f":"IF(Z5773<0,0,epw!O5773*SIN(RADIANS(SolarPosition!Z5773)))+epw!P5773","v":0},2.7777777777777777,0.01,1.2680300513017855,3,5.2335956242943828E-2,0.13746473821734803,3.882812966733875E-2,0,0.01,0,2.7777777777777777,null,null,null,null,null,null,null,null,null,null,null,null,240.37499999998059,9.3867102443285599,{"$f":"(epw!G5777+273.15)^4*(5.67/(10^8))-epw!M5777","v":76.751827258828712}]
[43.462000000000003,0.75855499950177552,142.22399999999999,2.4822770753564147,241,0.91666666666666696,3.3152000000000008,241,234.26213888000001,4.0886456362202219,{"$f":"epw!A5790-1968","v":37},13.037692524413156,0.22755066141366076,232.72751317868313,4.0618613649465152,1.5346257013168838,2.6784271273706702E-2,3.1287465925585171E-2,1.7926397491954043,-0.25801404787852045,0.16401271875986098,9.3972365714061752,156.96598595212157,2.7395732685036878,-0.57839817908210867,-33.139774539456802,0.46101567473775218,-0.88739199210162745,2.6624532333767688,152.54733342344846,null,{"$f":"IF(Z5790<0,0,epw!O5790*SIN(RADIANS(SolarPosition!Z5790)))+epw!P5790","v":0},0,0,-32.837939481584556,"-","-","-","-",0,0,0,0,null,null,null,null,null,null,null,null,null,null,null,null,241.08333333331376,9.418626908357993,{"$f":"(epw!G5794+273.15)^4*(5.67/(10^8))-epw!M5794","v":56.251797898657628}]
[43.462000000000003,0.75855499950177552,142.22399999999999,2.4822770753564147,242,0.41666666666666702,3.3152000000000008,242,235.24773888000001,4.105847601327878,{"$f":"epw!A5802-1968","v":37},13.037739614190933,0.22755148328532701,233.69388369273108,4.0787277122108412,1.5538551872689368,2.7119889117036024E-2,3.0304150552994118E-2,1.7362999284156027,-0.18244474114666587,0.15779132602151147,9.0407770248054096,-22.958444741146543,-0.40070045187018444,0.87590600651299733,50.18571742335314,-0.60161929375491641,0.79878296512997515,-0.64552676610454107,-36.985959260518847,null,{"$f":"IF(Z5802<0,0,epw!O5802*SIN(RADIANS(SolarPosition!Z5802)))+epw!P5802","v":450.98892001728359},316.66666666666674,1.1400000000000001,50.343364406354127,50.343364406354127,0.76988278712413549,2.9453679239905517,0.30090324856539352,0.19,0.99,52.777777777777779,275,null,null,null,null,null,null,null,null,null,null,null,null,241.58333333331365,9.4409898652698505,{"$f":"(epw!G5806+273.15)^4*(5.67/(10^8))-epw!M5806","v":86.694493938565245}]
[43.462000000000003,0.75855499950177552,142.22399999999999,2.4822770753564147,243,0.375,3.3152000000000008,243,236.23333887999999,4.1230495664355331,{"$f":"epw!A5825-1968","v":37},13.037786703968711,0.22755230515699323,234.66069736446008,4.095601794035808,1.5726415155399138,2.7447772399725064E-2,2.9288872828070359E-2,1.6781287997438272,-0.1054872842039134,0.15152798333428619,8.6819139231832736,-37.881487284203921,-0.66115667866172334,0.73441733893011296,42.0790139219244,-0.81780777885761768,0.57549147416792401,-0.95759134034386317,-54.865942299978954,null,{"$f":"IF(Z5825<0,0,epw!O5825*SIN(RADIANS(SolarPosition!Z5825)))+epw!P5825","v":324.21888863964188},316.66666666666674,1.1400000000000001,42.36576026100154,42.36576026100154,0.67386096911509352,2.4682901621417908,0.3437804566191825,0.31,0.93,86.111111111111114,258.33333333333331,null,null,null,null,null,null,null,null,null,null,null,null,242.54166666664676,9.4834604737379493,{"$f":"(epw!G5829+273.15)^4*(5.67/(10^8))-epw!M5829","v":65.454947167197474}]
[43.462000000000003,0.75855499950177552,142.22399999999999,2.4822770753564147,243,0.41666666666666702,3.3152000000000008,243,236.23333887999999,4.1230495664355331,{"$f":"epw!A5826-1968","v":37},13.037786703968711,0.22755230515699323,234.66069736446008,4.095601794035808,1.5726415155399138,2.7447772399725064E-2,2.9288872828070359E-2,1.6781287997438272,-0.1054872842039134,0.15152798333428619,8.6819139231832736,-22.881487284203793,-0.39935729086257171,0.87086609519156677,49.896951775514971,-0.59669705433869369,0.80246658830354201,-0.63937878760665789,-36.633706040052964,null,{"$f":"IF(Z5826<0,0,epw!O5826*SIN(RADIANS(SolarPosition!Z5826)))+epw!P5826","v":500.34295608611916},341.66666666666669,1.23,50.052944650456261,50.052944650456261,0.76663808931418675,2.9287272718003905,0.32603284496497692,0.25,1.04,69.444444444444443,288.88888888888886,null,null,null,null,null,null,null,null,null,null,null,null,242.58333333331342,9.4852952061603588,{"$f":"(epw!G5830+273.15)^4*(5.67/(10^8))-epw!M5830","v":39.802814688346473}]
[43.462000000000003,0.75855499950177552,142.22399999999999,2.4822770753564147,244,0.5,3.3152000000000008,244,237.21893888,4.14025153154319,{"$f":"epw!A5852-1968","v":37},13.03783379374649,0.22755312702865954,235.62795997639154,4.1124837113454529,1.5909789036084589,2.77678201977371E-2,2.8242728542740611E-2,1.618189147432703,-2.7210243824244085E-2,0.14522425027127361,8.3207366234955789,7.196789756175745,0.12560767681906668,0.94770310349172049,54.299388061525455,0.21242212753702561,0.97717799797817995,0.21405299120857135,12.264332988402053,null,{"$f":"IF(Z5852<0,0,epw!O5852*SIN(RADIANS(SolarPosition!Z5852)))+epw!P5852","v":186},819.44444444444446,2.95,54.126629470356306,54.126629470356306,0.81031408236157065,3.1557800481591078,0.73980159687727176,2.82,0.66,783.33333333333326,183.33333333333334,null,null,null,null,null,null,null,null,null,null,null,null,243.66666666664651,9.5326471183520827,{"$f":"(epw!G5856+273.15)^4*(5.67/(10^8))-epw!M5856","v":73.291373723637719}]
[43.462000000000003,0.75855499950177552,142.22399999999999,2.4822770753564147,244,0.875,3.3152000000000008,244,237.21893888,4.14025153154319,{"$f":"epw!A5861-1968","v":37},13.03783379374649,0.22755312702865954,235.62795997639154,4.1124837113454529,1.5909789036084589,2.77678201977371E-2,2.8242728542740611E-2,1.618189147432703,-2.7210243824244085E-2,0.14522425027127361,8.3207366234955789,142.19678975617575,2.4818021670114119,-0.48692654032710692,-27.898835693649907,0.68625949373891781,-0.72735679501411443,2.3852587623593999,136.66526012979179,null,{"$f":"IF(Z5861<0,0,epw!O5861*SIN(RADIANS(SolarPosition!Z5861)))+epw!P5861","v":0},0,0,-27.739657798059895,"-","-","-","-",0,0,0,0,null,null,null,null,null,null,null,null,null,null,null,null,244.04166666664642,9.5488788373120421,{"$f":"(epw!G5865+273.15)^4*(5.67/(10^8))-epw!M5865","v":69.040688177372488}]
[43.462000000000003,0.75855499950177552,142.22399999999999,2.4822770753564147,245,0.58333333333333404,3.3152000000000008,245,238.20453888,4.1574534966508461,{"$f":"epw!A5878-1968","v":37},13.037880883524267,0.22755394890032576,236.59567719762072,4.1293735630841519,1.6088616823792847,2.8079933566693756E-2,2.7166838088090336E-2,1.5565451651628308,5.2316517216453917E-2,0.13888168841819354,7.957334598013416,37.276316517216713,0.65059445624097723,0.73047831219363035,41.85332431453476,0.80529448322977737,0.5928750250092224,0.93617200450950022,53.638704756696633,null,{"$f":"IF(Z5878<0,0,epw!O5878*SIN(RADIANS(SolarPosition!Z5878)))+epw!P5878","v":635.76568618010504},288.88888888888886,1.04,41.548538690832629,41.548538690832629,0.66325429567095906,2.4175391213337623,0.31863971343568237,0.25,0.87,69.444444444444443,241.66666666666666,null,null,null,null,null,null,null,null,null,null,null,null,244.74999999997959,9.5793116277923627,{"$f":"(epw!G5882+273.15)^4*(5.67/(10^8))-epw!M5882","v":79.596709818588295}]
[43.462000000000003,0.75855499950177552,142.22399999999999,2.4822770753564147,246,0.29166666666666702,3.3152000000000008,246,239.19013888000001,4.1746554617585021,{"$f":"epw!A5895-1968","v":37},13.037927973302045,0.22755477077199202,237.56385458185161,4.1462714461823271,1.6262842981483914,2.8384015576174551E-2,2.6062345491560213E-2,1.4932624008782092,0.13302189727018221,0.13250186143107207,7.591797437627692,-67.642978102729685,-1.1805926837470599,0.37314639635731672,21.379713651790045,-0.98447142656603992,0.17554489532602927,-1.3943370956737204,-79.889630800633057,null,{"$f":"IF(Z5895<0,0,epw!O5895*SIN(RADIANS(SolarPosition!Z5895)))+epw!P5895","v":0},280.55555555555554,1.01,21.83037960522233,21.83037960522233,0.37186008892032096,1.1734197728695004,0.55193564175627863,1.52,0.44,422.22222222222223,122.22222222222221,null,null,null,null,null,null,null,null,null,null,null,null,{"$f":"BD5894+1/24","v":245.45833333331277},9.6094436006095094,{"$f":"(epw!G5899+273.15)^4*(5.67/(10^8))-epw!M5899","v":53.216604429810957}]
[43.462000000000003,0.75855499950177552,142.22399999999999,2.4822770753564147,247,0.25,3.3152000000000008,247,240.17573888000001,4.1918574268661581,{"$f":"epw!A5918-1968","v":37},13.037975063079823,0.22755559264365829,238.53249756544338,4.1631774555223453,1.6432413145566329,2.8679971343813067E-2,2.4930417469945454E-2,1.4284077025270905,0.21483361202954243,0.126086335114026,7.224214856305843,-82.561166387970474,-1.440964187756959,0.18070939179664017,10.353885468323503,-0.99999558047970472,-2.9730491181025392E-3,-1.5737693802928239,-90.170343417697836,null,{"$f":"IF(Z5918<0,0,epw!O5918*SIN(RADIANS(SolarPosition!Z5918)))+epw!P5918","v":0},75,0.27,10.863357446699602,10.863357446699602,0.18846740916322408,0.53731231317704731,0.2911214051053363,0.25,0.22,69.444444444444443,61.111111111111107,null,null,null,null,null,null,null,null,null,null,null,null,246.41666666664588,9.6497236147577539,{"$f":"(epw!G5922+273.15)^4*(5.67/(10^8))-epw!M5922","v":64.886178302494898}]
[43.462000000000003,0.75855499950177552,142.22399999999999,2.4822770753564147,247,0.75,3.3152000000000008,247,240.17573888000001,4.1918574268661581,{"$f":"epw!A5930-1968","v":37},13.037975063079823,0.22755559264365829,238.53249756544338,4.1631774555223453,1.6432413145566329,2.8679971343813067E-2,2.4930417469945454E-2,1.4284077025270905,0.21483361202954243,0.126086335114026,7.224214856305843,97.438833612029526,1.7006284658328343,-6.7238999706926263E-3,-0.38525109018882542,0.98373433321958847,-0.1796295121771794,1.7514061513861785,100.34818068767856,null,{"$f":"IF(Z5930<0,0,epw!O5930*SIN(RADIANS(SolarPosition!Z5930)))+epw!P5930","v":150},11.111111111111111,0.04,-0.53626139872496159,3,5.2335956242943828E-2,0.13746473821734803,0.155312518669355,0.04,0.04,11.111111111111111,11.111111111111111,null,null,null,null,null,null,null,null,null,null,null,null,246.91666666664577,9.670513770019685,{"$f":"(epw!G5934+273.15)^4*(5.67/(10^8))-epw!M5934","v":58.095830186326168}]
[43.462000000000003,0.75855499950177552,142.22399999999999,2.4822770753564147,248,0.45833333333333398,3.3152000000000008,248,241.16133888000002,4.2090593919738142,{"$f":"epw!A5947-1968","v":37},13.0380221528576,0.22755641451532455,239.50161146546901,4.180091683904636,1.6597274145310053,2.8967708069178817E-2,2.3772242497884545E-2,1.3620491646903183,0.29767824984068691,0.11963667751619085,6.854676696645404,-7.4783217501590835,-0.13052133706378077,0.92166896290346489,52.807741682568178,-0.21376769561222442,0.97688452353010413,-0.21543019162842714,-12.343240760003434,null,{"$f":"IF(Z5947<0,0,epw!O5947*SIN(RADIANS(SolarPosition!Z5947)))+epw!P5947","v":671.4077916372903},175,0.63,52.793914231608206,52.793914231608206,0.79646569501074183,3.0830725896206816,0.16073857342968217,0.03,0.61,8.3333333333333339,169.44444444444443,null,null,null,null,null,null,null,null,null,null,null,null,247.62499999997894,9.6996979791142941,{"$f":"(epw!G5951+273.15)^4*(5.67/(10^8))-epw!M5951","v":65.733488790771446}]
[43.462000000000003,0.75855499950177552,142.22399999999999,2.4822770753564147,249,0.33333333333333398,3.3152000000000008,249,242.14693887999999,4.2262613570814702,{"$f":"epw!A5968-1968","v":37},13.038069242635379,0.2275572363869908,240.47120147778762,4.1970142220140474,1.675737402212377,2.9247135067422488E-2,2.2589029891400939E-2,1.294256076072134,0.38148132614024299,0.11315445904682049,6.4832729364687305,-52.394518673859523,-0.91445686085650169,0.54422423519691066,31.181751785518049,-0.9200911401491999,0.39170434490690204,-1.1683130975373661,-66.939409638747179,null,{"$f":"IF(Z5968<0,0,epw!O5968*SIN(RADIANS(SolarPosition!Z5968)))+epw!P5968","v":173.99764771360478},100,0.36,31.553125609337602,31.553125609337602,0.52328892228338142,1.7839143381181577,0.13980013624276585,0.02,0.35,5.5555555555555554,97.222222222222214,null,null,null,null,null,null,null,null,null,null,null,null,248.49999999997874,9.7353085681559204,{"$f":"(epw!G5972+273.15)^4*(5.67/(10^8))-epw!M5972","v":74.379532274607243}]
[43.462000000000003,0.75855499950177552,142.22399999999999,2.4822770753564147,249,0.91666666666666696,3.3152000000000008,249,242.14693887999999,4.2262613570814702,{"$f":"epw!A5982-1968","v":37},13.038069242635379,0.2275572363869908,240.47120147778762,4.1970142220140474,1.675737402212377,2.9247135067422488E-2,2.2589029891400939E-2,1.294256076072134,0.38148132614024299,0.11315445904682049,6.4832729364687305,157.60548132614034,2.7507345683315876,-0.62998017446854748,-36.095205173963031,0.46847417730469876,-0.88347718997079105,2.654029733164923,152.06470241258214,null,{"$f":"IF(Z5982<0,0,epw!O5982*SIN(RADIANS(SolarPosition!Z5982)))+epw!P5982","v":0},0,0,-35.78605700304928,"-","-","-","-",0,0,0,0,null,null,null,null,null,null,null,null,null,null,null,null,249.08333333331194,9.7587747762897337,{"$f":"(epw!G5986+273.15)^4*(5.67/(10^8))-epw!M5986","v":50.749401839027882}]
[43.462000000000003,0.75855499950177552,142.22399999999999,2.4822770753564147,250,0.625,3.3152000000000008,250,243.13253888,4.2434633221891263,{"$f":"epw!A5999-1968","v":37},13.038116332413155,0.22755805825865705,241.44127267513119,4.2139451583864567,1.6912662048688105,2.9518163802669695E-2,2.1382008905946753E-2,1.2250988678218877,0.46616733704692281,0.10664125260759419,6.1100936964036316,52.690167337046915,0.91961690345824154,0.53595408437044412,30.707907047224889,0.91982772822324133,0.39232250813797409,1.167641151378827,66.900909959802846,null,{"$f":"IF(Z5999<0,0,epw!O5999*SIN(RADIANS(SolarPosition!Z5999)))+epw!P5999","v":434},497.22222222222223,1.79,30.416034552045854,30.416034552045854,0.50627512369211347,1.7114479839565122,0.7184773433064795,2.94,0.3,816.66666666666663,83.333333333333329,null,null,null,null,null,null,null,null,null,null,null,null,249.79166666664511,9.7869706282276461,{"$f":"(epw!G6003+273.15)^4*(5.67/(10^8))-epw!M6003","v":61.454993094454437}]
[43.462000000000003,0.75855499950177552,142.22399999999999,2.4822770753564147,251,0.33333333333333398,3.3152000000000008,251,244.11813888,4.2606652872967823,{"$f":"epw!A6016-1968","v":37},13.038163422190934,0.22755888013032327,242.41183000520653,4.2308845793756369,1.7063088747934785,2.9780707921145882E-2,2.0152427848284523E-2,1.1546490626486099,0.55165981214486859,0.10009863374114922,5.7352292483936687,-52.224340187854899,-0.91148668595966198,0.53650796382124832,30.739642002114994,-0.91502014392069664,0.40340815090841625,-1.1555578522046148,-66.208587914526575,null,{"$f":"IF(Z6016<0,0,epw!O6016*SIN(RADIANS(SolarPosition!Z6016)))+epw!P6016","v":78.33652558746752},458.33333333333337,1.6500000000000001,31.107175502811604,31.107175502811604,0.51664056040834372,1.7554800347891135,0.64899609015161885,2.27,0.48,630.55555555555554,133.33333333333334,null,null,null,null,null,null,null,null,null,null,null,null,250.49999999997829,9.8148347883711757,{"$f":"(epw!G6020+273.15)^4*(5.67/(10^8))-epw!M6020","v":75.548056251563708}]
[43.462000000000003,0.75855499950177552,142.22399999999999,2.4822770753564147,252,0.125,3.3152000000000008,252,245.10373888000001,4.2778672524044392,{"$f":"epw!A6035-1968","v":37},13.038210511968712,0.22755970200198958,243.38287828881366,4.2478325691204208,1.7208605911863515,3.0034683284017948E-2,1.890155320143928E-2,1.0829792246844603,0.6378813665018912,9.3528180794858071E-2,5.3587700250818893,-127.13811863349812,-2.218978774945696,-0.38122190188219379,-21.842406035800078,-0.85508417939407955,-0.51848919578902875,-2.1158794805869401,-121.23096419596448,null,{"$f":"IF(Z6035<0,0,epw!O6035*SIN(RADIANS(SolarPosition!Z6035)))+epw!P6035","v":0},0,0,-21.202919844846832,"-","-","-","-",0,0,0,0,null,null,null,null,null,null,null,null,null,null,null,null,251.29166666664477,9.8455794709569204,{"$f":"(epw!G6039+273.15)^4*(5.67/(10^8))-epw!M6039","v":57.29127359943044}]
[43.462000000000003,0.75855499950177552,142.22399999999999,2.4822770753564147,252,0.79166666666666696,3.3152000000000008,252,245.10373888000001,4.2778672524044392,{"$f":"epw!A6051-1968","v":37},13.038210511968712,0.22755970200198958,243.38287828881366,4.2478325691204208,1.7208605911863515,3.0034683284017948E-2,1.890155320143928E-2,1.0829792246844603,0.6378813665018912,9.3528180794858071E-2,5.3587700250818893,112.86188136650199,1.9698114298406968,-0.21824744249312372,-12.50465734438013,0.9397082182924601,-0.3419772864878749,1.9198165702780954,109.99738691621567,null,{"$f":"IF(Z6051<0,0,epw!O6051*SIN(RADIANS(SolarPosition!Z6051)))+epw!P6051","v":34},0,0,-12.576168613936654,"-","-","-","-",0,0,0,0,null,null,null,null,null,null,null,null,null,null,null,null,251.95833333331129,9.8711401570794397,{"$f":"(epw!G6055+273.15)^4*(5.67/(10^8))-epw!M6055","v":49.435601571221468}]
[43.462000000000003,0.75855499950177552,142.22399999999999,2.4822770753564147,253,0.5,3.3152000000000008,253,246.08933888000001,4.2950692175120952,{"$f":"epw!A6068-1968","v":37},13.038257601746489,0.2275605238736558,244.35442221798215,4.2647892095121733,1.7349166620178664,3.0280007999921418E-2,1.7630668761852219E-2,1.0101629100472729,0.72475375197059355,8.6931475098855265E-2,4.9808066300110179,7.9487537519705835,0.13873192440213938,0.88808517389748054,50.883532312467416,0.21836328166540495,0.97586755106434142,0.22013696175953523,12.612918823654166,null,{"$f":"IF(Z6068<0,0,epw!O6068*SIN(RADIANS(SolarPosition!Z6068)))+epw!P6068","v":718.29545954965465},494.44444444444446,1.78,50.719236846204687,50.719236846204687,0.77405282139370879,2.9668077177623742,0.46730027791375178,0.73,1.21,202.77777777777777,336.11111111111109,null,null,null,null,null,null,null,null,null,null,null,null,252.66666666664446,9.8979642272972193,{"$f":"(epw!G6072+273.15)^4*(5.67/(10^8))-epw!M6072","v":64.047746619621876}]
[43.462000000000003,0.75855499950177552,142.22399999999999,2.4822770753564147,254,0.20833333333333401,3.3152000000000008,254,247.07493887999999,4.3122711826197504,{"$f":"epw!A6085-1968","v":37},13.038304691524267,0.22756134574532205,245.32646635412533,4.281754580162576,1.7484725258746607,3.0516602457174576E-2,1.6341074787778662E-2,0.93627461804735479,0.81219790782730594,8.0310101157340011E-2,4.6014298485842904,-96.963802092172472,-1.6923376017605758,-3.2539646827750027E-2,-1.8643844300763341,-0.98994764736943552,-0.14143427967688657,-1.7127064360566071,-98.130850330936383,null,{"$f":"IF(Z6085<0,0,epw!O6085*SIN(RADIANS(SolarPosition!Z6085)))+epw!P6085","v":0},2.7777777777777777,0.01,-1.3114062623021021,3,5.2335956242943828E-2,0.13746473821734803,3.882812966733875E-2,0,0.01,0,2.7777777777777777,null,null,null,null,null,null,null,null,null,null,null,null,253.37499999997763,9.9244401035178029,{"$f":"(epw!G6089+273.15)^4*(5.67/(10^8))-epw!M6089","v":53.216604429810957}]
[43.462000000000003,0.75855499950177552,142.22399999999999,2.4822770753564147,254,0.29166666666666702,3.3152000000000008,254,247.07493887999999,4.3122711826197504,{"$f":"epw!A6087-1968","v":37},13.038304691524267,0.22756134574532205,245.32646635412533,4.281754580162576,1.7484725258746607,3.0516602457174576E-2,1.6341074787778662E-2,0.93627461804735479,0.81219790782730594,8.0310101157340011E-2,4.6014298485842904,-66.963802092172557,-1.1687388261622784,0.34510456185330712,19.773034884905965,-0.9747636968593566,0.22323918850658955,-1.345660063715781,-77.100642310219698,null,{"$f":"IF(Z6087<0,0,epw!O6087*SIN(RADIANS(SolarPosition!Z6087)))+epw!P6087","v":0},144.44444444444443,0.52,20.210182566932577,20.210182566932577,0.34546498188583263,1.074927896261028,0.30587638369874193,0.26,0.43,72.222222222222214,119.44444444444444,null,null,null,null,null,null,null,null,null,null,null,null,{"$f":"BD6086+1/24","v":253.45833333331095},9.9275318376279689,{"$f":"(epw!G6091+273.15)^4*(5.67/(10^8))-epw!M6091","v":32.412972504158972}]
[43.462000000000003,0.75855499950177552,142.22399999999999,2.4822770753564147,254,0,3.3152000000000008,254,247.07493887999999,4.3122711826197504,{"$f":"epw!A6104-1968","v":37},13.038304691524267,0.22756134574532205,245.32646635412533,4.281754580162576,1.7484725258746607,3.0516602457174576E-2,1.6341074787778662E-2,0.93627461804735479,0.81219790782730594,8.0310101157340011E-2,4.6014298485842904,-171.9638020921727,-3.0013345407563272,-0.72242087631398932,-41.391667244934048,-0.18574615357412272,-0.98259776431275236,-2.9547614774010067,-169.29536212291745,null,{"$f":"IF(Z6104<0,0,epw!O6104*SIN(RADIANS(SolarPosition!Z6104)))+epw!P6104","v":0},0,0,-40.802236788939176,"-","-","-","-",0,0,0,0,null,null,null,null,null,null,null,null,null,null,null,null,254.16666666664412,9.953613900027511,{"$f":"(epw!G6108+273.15)^4*(5.67/(10^8))-epw!M6108","v":64.544973359901292}]
[43.462000000000003,0.75855499950177552,142.22399999999999,2.4822770753564147,255,0.70833333333333404,3.3152000000000008,255,248.06053888,4.3294731477274073,{"$f":"epw!A6121-1968","v":37},13.038351781302044,0.2275621676169883,246.29901512621495,4.2987287583717686,1.7615237537850419,3.0744389355638904E-2,1.5034087157878002E-2,0.86138974297824045,0.90013401080680144,7.3665646852139222E-2,4.2207306597287557,83.124134010807055,1.4507898263575829,0.13772158699611439,7.8908656827211567,0.9995799363654857,2.8981904967956537E-2,1.5418103630635109,88.339226613072327,null,{"$f":"IF(Z6121<0,0,epw!O6121*SIN(RADIANS(SolarPosition!Z6121)))+epw!P6121","v":344.68878347856355},94.444444444444443,0.34,7.6755707386986129,7.6755707386986129,0.1335636467112758,0.36867400330377248,0.51729381265226837,1.44,0.15,400,41.666666666666664,null,null,null,null,null,null,null,null,null,null,null,null,254.87499999997729,9.9793394945997171,{"$f":"(epw!G6125+273.15)^4*(5.67/(10^8))-epw!M6125","v":88.636849045923441}]
[43.462000000000003,0.75855499950177552,142.22399999999999,2.4822770753564147,256,0.29166666666666702,3.3152000000000008,256,249.04613888,4.3466751128350634,{"$f":"epw!A6135-1968","v":37},13.038398871079822,0.22756298948865458,247.27207282897572,4.315711819096836,1.7740660510242776,3.0963293738227367E-2,1.3711036538869169E-2,0.78558452642686327,0.98848152459741434,6.6999703657554727E-2,3.8388002482051111,-66.78751847540245,-1.1656620966323161,0.33788396983965036,19.359325436937564,-0.97194285914742851,0.23521708813843004,-1.3333544098982901,-76.395580282328424,null,{"$f":"IF(Z6135<0,0,epw!O6135*SIN(RADIANS(SolarPosition!Z6135)))+epw!P6135","v":0},175,0.63,19.792893046693532,19.792893046693532,0.3386212110384722,1.0497730058307468,0.37807070386728303,0.5,0.46,138.88888888888889,127.77777777777777,null,null,null,null,null,null,null,null,null,null,null,null,255.45833333331049,10.000254914488353,{"$f":"(epw!G6139+273.15)^4*(5.67/(10^8))-epw!M6139","v":63.751827258828712}]
[43.462000000000003,0.75855499950177552,142.22399999999999,2.4822770753564147,257,0.16666666666666699,3.3152000000000008,257,250.03173888000001,4.3638770779427194,{"$f":"epw!A6156-1968","v":37},13.038445960857601,0.22756381136032083,248.2456436211026,4.3327038349206992,1.7860952588974044,3.117324302202025E-2,1.2373267561038612E-2,0.70893601003364215,1.0771592488637622,6.0313866865466359E-2,3.4557300175051622,-111.69884075113612,-1.9495125417681411,-0.2283891535200237,-13.085734583262786,-0.95217633339354113,-0.30554906336827792,-1.8813113431916608,-107.79119991497015,null,{"$f":"IF(Z6156<0,0,epw!O6156*SIN(RADIANS(SolarPosition!Z6156)))+epw!P6156","v":0},0,0,-12.488631727475848,"-","-","-","-",0,0,0,0,null,null,null,null,null,null,null,null,null,null,null,null,256.33333333331052,10.031165278323558,{"$f":"(epw!G6160+273.15)^4*(5.67/(10^8))-epw!M6160","v":84.548056251563708}]
[43.462000000000003,0.75855499950177552,142.22399999999999,2.4822770753564147,257,0.875,3.3152000000000008,257,250.03173888000001,4.3638770779427194,{"$f":"epw!A6173-1968","v":37},13.038445960857601,0.22756381136032083,248.2456436211026,4.3327038349206992,1.7860952588974044,3.117324302202025E-2,1.2373267561038612E-2,0.70893601003364215,1.0771592488637622,6.0313866865466359E-2,3.4557300175051622,143.30115924886374,2.5010770508173965,-0.5697729001328864,-32.645582458543331,0.70843898282011364,-0.70577206491954758,2.3543086933422659,134.8919517994714,null,{"$f":"IF(Z6173<0,0,epw!O6173*SIN(RADIANS(SolarPosition!Z6173)))+epw!P6173","v":0},0,0,-32.488303766872654,"-","-","-","-",0,0,0,0,null,null,null,null,null,null,null,null,null,null,null,null,257.04166666664418,10.055776986640364,{"$f":"(epw!G6177+273.15)^4*(5.67/(10^8))-epw!M6177","v":69.886178302494898}]
[43.462000000000003,0.75855499950177552,142.22399999999999,2.4822770753564147,258,0.375,3.3152000000000008,258,251.01733888000001,4.3810790430503754,{"$f":"epw!A6185-1968","v":37},13.038493050635378,0.22756463323198706,249.21973152350057,4.3497048760213888,1.7976073564994408,3.1374167028986731E-2,1.1022138000325931E-2,0.63152198862944064,1.1660853678700001,5.3609735819709632E-2,3.0716116032806746,-36.609914632130014,-0.63896354920471732,0.66703179532554613,38.218106673187947,-0.75796901720777621,0.65229055562155613,-0.86019384011042566,-49.285476601478535,null,{"$f":"IF(Z6185<0,0,epw!O6185*SIN(RADIANS(SolarPosition!Z6185)))+epw!P6185","v":371.75074445105844},611.11111111111109,2.2000000000000002,38.474064005813759,38.474064005813759,0.62216031081513801,2.2245577666491294,0.7185665771135592,2.9,0.4,805.55555555555554,111.11111111111111,null,null,null,null,null,null,null,null,null,null,null,null,257.5416666666444,10.072926405119969,{"$f":"(epw!G6189+273.15)^4*(5.67/(10^8))-epw!M6189","v":73.796294764846493}]
[43.462000000000003,0.75855499950177552,142.22399999999999,2.4822770753564147,259,0.33333333333333398,3.3152000000000008,259,252.00293888000002,4.3982810081580315,{"$f":"epw!A6208-1968","v":37},13.038540140413156,0.22756545510365336,250.1943404175486,4.366715010141748,1.808598462451414,3.1565998016284208E-2,9.6590179656356849E-3,0.55342096367196314,1.2551774987794508,4.688891415869359E-2,2.686536887244352,-51.520822501220316,-0.89920798598187479,0.50451077814685752,28.906338306675938,-0.89326486314497133,0.44953073784847675,-1.1045563909495248,-63.286419435609936,null,{"$f":"IF(Z6208<0,0,epw!O6208*SIN(RADIANS(SolarPosition!Z6208)))+epw!P6208","v":31.951514522880665},197.22222222222223,0.71,29.257841142481375,29.257841142481375,0.48874064127431099,1.6377929398931386,0.29520691708314467,0.22,0.6,61.111111111111107,166.66666666666666,null,null,null,null,null,null,null,null,null,null,null,null,258.49999999997817,10.105273876666814,{"$f":"(epw!G6212+273.15)^4*(5.67/(10^8))-epw!M6212","v":37.186629181892386}]
[43.462000000000003,0.75855499950177552,142.22399999999999,2.4822770753564147,260,4.1666666666666664E-2,3.3152000000000008,260,252.98853887999999,4.4154829732656875,{"$f":"epw!A6225-1968","v":37},13.038587230190934,0.22756627697531959,251.16947404338907,4.3837343025595743,1.8190648366109201,3.1748670706113244E-2,8.285289089969148E-3,0.47471209690101879,1.3443527397099013,4.0153010065255512E-2,2.3005980114854552,-156.43164726029011,-2.7302472990104292,-0.69077622033661235,-39.578562013286913,-0.51835181438505451,-0.85516746694651669,-2.5966701561596044,-148.77824073552173,null,{"$f":"IF(Z6225<0,0,epw!O6225*SIN(RADIANS(SolarPosition!Z6225)))+epw!P6225","v":0},0,0,-38.921043189908701,"-","-","-","-",0,0,0,0,null,null,null,null,null,null,null,null,null,null,null,null,259.20833333331183,10.128737465360496,{"$f":"(epw!G6229+273.15)^4*(5.67/(10^8))-epw!M6229","v":48.775142669677734}]
[43.462000000000003,0.75855499950177552,142.22399999999999,2.4822770753564147,260,0.75,3.3152000000000008,260,252.98853887999999,4.4154829732656875,{"$f":"epw!A6242-1968","v":37},13.038587230190934,0.22756627697531959,251.16947404338907,4.3837343025595743,1.8190648366109201,3.1748670706113244E-2,8.285289089969148E-3,0.47471209690101879,1.3443527397099013,4.0153010065255512E-2,2.3005980114854552,98.568352739709894,1.7203422935751109,-8.052800710075135E-2,-4.6139149394725774,0.99125408417018979,-0.1319671952263837,1.7031495976541482,97.58328382498695,null,{"$f":"IF(Z6242<0,0,epw!O6242*SIN(RADIANS(SolarPosition!Z6242)))+epw!P6242","v":42},0,0,-4.7716246805894578,"-","-","-","-",0,0,0,0,null,null,null,null,null,null,null,null,null,null,null,null,259.91666666664548,10.151818549368711,{"$f":"(epw!G6246+273.15)^4*(5.67/(10^8))-epw!M6246","v":54.427403919608935}]
[43.462000000000003,0.75855499950177552,142.22399999999999,2.4822770753564147,261,0.125,3.3152000000000008,261,253.97413888,4.4326849383733435,{"$f":"epw!A6251-1968","v":37},13.038634319968711,0.22756709884698584,252.14513599824394,4.4007628160582364,1.829002881756054,3.1922122315107666E-2,6.9023437239054304E-3,0.39547516412839306,1.4335277176276608,3.3403636522708245E-2,1.9138873931402354,-126.34247228237236,-2.2050921264370729,-0.41908162757517797,-24.011608531531078,-0.88130536578617147,-0.47254719577678395,-2.0629751260735523,-118.19976796448346,null,{"$f":"IF(Z6251<0,0,epw!O6251*SIN(RADIANS(SolarPosition!Z6251)))+epw!P6251","v":0},0,0,-23.377007718217019,"-","-","-","-",0,0,0,0,null,null,null,null,null,null,null,null,null,null,null,null,260.29166666664565,10.163881918299021,{"$f":"(epw!G6255+273.15)^4*(5.67/(10^8))-epw!M6255","v":68.892029494615088}]
[43.462000000000003,0.75855499950177552,142.22399999999999,2.4822770753564147,262,0.20833333333333401,3.3152000000000008,262,254.95973888,4.4498869034809996,{"$f":"epw!A6277-1968","v":37},13.03868140974649,0.22756792071865209,253.12132973475789,4.4178006108977508,1.8384091452421103,3.2086292583249472E-2,5.5115841299177995E-3,0.31579050907557393,1.5226186361665364,2.6642411576072309E-2,1.5264977393594312,-96.253381363833242,-1.6799384209766401,-6.0746364570488702E-2,-3.4805103106520363,-0.99553338963945892,-9.441011658169568E-2,-1.6653472593984797,-95.41736938721121,null,{"$f":"IF(Z6277<0,0,epw!O6277*SIN(RADIANS(SolarPosition!Z6277)))+epw!P6277","v":0},0,0,-2.938581286392465,"-","-","-","-",0,0,0,0,null,null,null,null,null,null,null,null,null,null,null,null,261.37499999997948,10.198119447235905,{"$f":"(epw!G6281+273.15)^4*(5.67/(10^8))-epw!M6281","v":74.797728776966665}]
[43.462000000000003,0.75855499950177552,142.22399999999999,2.4822770753564147,262,0.91666666666666696,3.3152000000000008,262,254.95973888,4.4498869034809996,{"$f":"epw!A6294-1968","v":37},13.03868140974649,0.22756792071865209,253.12132973475789,4.4178006108977508,1.8384091452421103,3.2086292583249472E-2,5.5115841299177995E-3,0.31579050907557393,1.5226186361665364,2.6642411576072309E-2,1.5264977393594312,158.74661863616663,2.7706511716088977,-0.71802681091762199,-41.139905842817718,0.48116029707456875,-0.8766326303070815,2.6396148370566959,151.23878970346118,null,{"$f":"IF(Z6294<0,0,epw!O6294*SIN(RADIANS(SolarPosition!Z6294)))+epw!P6294","v":0},0,0,-40.828129714928608,"-","-","-","-",0,0,0,0,null,null,null,null,null,null,null,null,null,null,null,null,262.08333333331313,10.220009459707249,{"$f":"(epw!G6298+273.15)^4*(5.67/(10^8))-epw!M6298","v":43.270842617614505}]
[43.462000000000003,0.75855499950177552,142.22399999999999,2.4822770753564147,263,0.20833333333333401,3.3152000000000008,263,255.94533888000001,4.4670888685886556,{"$f":"epw!A6301-1968","v":37},13.038728499524266,0.22756874259031834,254.09805855937105,4.4348477447863841,1.8472803206289541,3.2241123802271773E-2,4.1144216759516289E-3,0.23573899716917118,1.6115413234597828,1.9870958597420687E-2,1.1385220625114032,-96.164458676539994,-1.6783864273036517,-6.4302743002934412E-2,-3.6842757851825274,-0.99608009444938428,-8.8455895460423997E-2,-1.6593679833699246,-95.074782106231268,null,{"$f":"IF(Z6301<0,0,epw!O6301*SIN(RADIANS(SolarPosition!Z6301)))+epw!P6301","v":0},0,0,-3.1438294519993208,"-","-","-","-",0,0,0,0,null,null,null,null,null,null,null,null,null,null,null,null,262.37499999997993,10.22890805564861,{"$f":"(epw!G6305+273.15)^4*(5.67/(10^8))-epw!M6305","v":72.892029494615088}]
[43.462000000000003,0.75855499950177552,142.22399999999999,2.4822770753564147,264,0.375,3.3152000000000008,264,256.93093887999999,4.4842908336963117,{"$f":"epw!A6329-1968","v":37},13.038775589302045,0.22756956446198462,255.0753256307213,4.4519042728527678,1.8556132492786901,3.2386560843543431E-2,2.7122760266581739E-3,0.15540196920202573,1.7002112800766644,1.3090906554308156E-2,0.75005369556200441,-36.075788719923345,-0.62964129341649289,0.63801103753675203,36.555339733618631,-0.73299842581375196,0.68023033433871605,-0.82271950214519252,-47.138355196023809,null,{"$f":"IF(Z6329<0,0,epw!O6329*SIN(RADIANS(SolarPosition!Z6329)))+epw!P6329","v":106},213.88888888888889,0.77,36.798187504519433,36.798187504519433,0.59899826786861587,2.1183362501220468,0.2612232290623922,0.14000000000000001,0.69,38.888888888888886,191.66666666666666,null,null,null,null,null,null,null,null,null,null,null,null,263.54166666664713,10.263826426210727,{"$f":"(epw!G6333+273.15)^4*(5.67/(10^8))-epw!M6333","v":44.481209192312917}]
[43.462000000000003,{"$f":"A6346/180*PI()","v":0.75855499950177552},142.22399999999999,{"$f":"C6346/180*PI()","v":2.4822770753564147},265,8.3333333333333329E-2,{"$f":"3.71+0.2596*K6346-INT((K6346+3)/4)","v":3.3152000000000008},265,257.91653888000002,{"$f":"I6346/180*PI()","v":4.5014927988039686},{"$f":"epw!A6346-1968","v":37},{"$f":"12.3901+0.0172*(K6346+I6346/360)","v":13.038822679079823},{"$f":"L6346/180*PI()","v":0.22757038633365087},{"$f":"I6346+1.914*SIN(J6346)+0.02*SIN(2*J6346)","v":256.05313395807832},{"$f":"N6346/180*PI()","v":4.4689702476185662},{"$f":"I6346-N6346","v":1.863404921921699},{"$f":"P6346/180*PI()","v":3.252255118540151E-2},{"$f":"ATAN((0.043*SIN(2*(O6346+M6346)))/(1-0.043*COS(2*(O6346+M6346))))","v":1.3065743306307416E-3},{"$f":"R6346/PI()*180","v":7.4861194765272088E-2},{"$f":"P6346-S6346","v":1.7885437271564268},{"$f":"ASIN(COS(O6346+M6346)*SIN(-23.4393*PI()/180))","v":6.3038902802024571E-3},{"$f":"U6346/PI()*180","v":0.36118630756914272},{"$f":"(F6346*24-12)/12*180+(C6346-135)+T6346","v":-140.98745627284359},{"$f":"W6346/180*PI()","v":-2.4606953159726532},{"$f":"ASIN(SIN(B6346)*SIN(U6346)+COS(B6346)*COS(U6346)*COS(X6346))","v":-0.59393801975466176},{"$f":"Y6346/PI()*180","v":-34.030141824299832},{"$f":"COS(U6346)*SIN(X6346)/COS(Y6346)","v":-0.75955729940875538},{"$f":"(SIN(Y6346)*SIN(B6346)-SIN(U6346))/(COS(Y6346)*COS(B6346))","v":-0.65044039612779125},{"$f":"IF(AA6346>0,PI()/2-ATAN(AB6346/AA6346),-PI()/2-ATAN(AB6346/AA6346))","v":-2.2789604260105074},{"$f":"AC6346/PI()*180","v":-130.57481408773819},null,{"$f":"IF(Z6346<0,0,epw!O6346*SIN(RADIANS(SolarPosition!Z6346)))+epw!P6346","v":0},0,{"$f":"AG6346*3.6/1000","v":0},-33.368688366125149,{"$f":"IF(AH6346<=0,\"-\",IF(AI6346<3,3,AI6346))","v":"-"},"-",{"$f":"IF(AK6346=\"-\",\"-\", (0.5163+0.333*AK6346+0.00803*AK6346*AK6346)*(4.921)*AK6346)","v":"-"},{"$f":"IF(AK6346=\"-\",\"-\", AH6346/(4.921)/AK6346)","v":"-"},0,0,{"$f":"AN6346*1000/3.6","v":0},{"$f":"AO6346*1000/3.6","v":0},null,null,null,null,null,null,null,null,null,null,null,null,264.24999999998079,10.284494919488484,{"$f":"(epw!G6350+273.15)^4*(5.67/(10^8))-epw!M6350","v":62.812258732469672}]
[{"$f":"A6346","v":43.462000000000003},0.75855499950177552,{"$f":"C6346","v":142.22399999999999},2.4822770753564147,265,0.125,3.3152000000000008,265,{"$f":"0.9856*(H6347-G6347)","v":257.91653888000002},4.5014927988039686,{"$f":"epw!A6347-1968","v":37},13.038822679079823,0.22757038633365087,256.05313395807832,4.4689702476185662,1.863404921921699,3.252255118540151E-2,1.3065743306307416E-3,7.4861194765272088E-2,1.7885437271564268,6.3038902802024571E-3,0.36118630756914272,-125.98745627284359,-2.1988959281735041,-0.4358259827475634,-24.970989413576813,-0.89256508815393221,-0.45091857736044022,-2.0385905419058399,-116.802634206492,null,{"$f":"IF(Z6347<0,0,epw!O6347*SIN(RADIANS(SolarPosition!Z6347)))+epw!P6347","v":0},0,0,-24.339541089380397,"-","-","-","-",0,0,0,0,null,null,null,null,null,null,null,null,null,null,null,null,264.29166666664747,10.28569810985047,{"$f":"(epw!G6351+273.15)^4*(5.67/(10^8))-epw!M6351","v":56.270842617614505}]
[43.462000000000003,0.75855499950177552,142.22399999999999,2.4822770753564147,265,0,3.3152000000000008,265,257.91653888000002,4.5014927988039686,{"$f":"epw!A6368-1968","v":37},13.038822679079823,0.22757038633365087,256.05313395807832,4.4689702476185662,1.863404921921699,3.252255118540151E-2,1.3065743306307416E-3,7.4861194765272088E-2,1.7885437271564268,6.3038902802024571E-3,0.36118630756914272,-170.98745627284359,-2.9842940915709524,-0.79308207041135426,-45.44025544206778,-0.2232551818504083,-0.97476003394524779,-2.916439983073758,-167.09970223333158,null,{"$f":"IF(Z6368<0,0,epw!O6368*SIN(RADIANS(SolarPosition!Z6368)))+epw!P6368","v":0},0,0,-44.835984015742284,"-","-","-","-",0,0,0,0,null,null,null,null,null,null,null,null,null,null,null,null,265.16666666664787,10.310639764557328,{"$f":"(epw!G6372+273.15)^4*(5.67/(10^8))-epw!M6372","v":70.404442907502698}]
[43.462000000000003,0.75855499950177552,142.22399999999999,2.4822770753564147,266,0.58333333333333404,3.3152000000000008,266,258.90213888,4.5186947639116237,{"$f":"epw!A6382-1968","v":37},13.0388697688576,0.22757120820531709,257.03148639980947,4.4860457189717016,1.8706524801905289,3.2649044939922732E-2,-1.0124959803711487E-4,-5.8011746449227464E-3,1.8764536548354516,-4.8844925414334923E-4,-2.798608076872685E-2,39.100453654835711,0.68243165530033356,0.59793706486222031,34.259270231045377,0.76307669085722851,0.64630794817206239,0.86806023961085843,49.736188092817152,null,{"$f":"IF(Z6382<0,0,epw!O6382*SIN(RADIANS(SolarPosition!Z6382)))+epw!P6382","v":573.58864497015202},322.22222222222223,1.1599999999999999,33.973820363894994,33.973820363894994,0.55881404056086337,1.9384010822390549,0.42182985598245365,0.61,0.82,169.44444444444443,227.77777777777777,null,null,null,null,null,null,null,null,null,null,null,null,265.74999999998147,10.326920684252228,{"$f":"(epw!G6386+273.15)^4*(5.67/(10^8))-epw!M6386","v":77.963896536495213}]
[43.462000000000003,0.75855499950177552,142.22399999999999,2.4822770753564147,267,0.29166666666666702,3.3152000000000008,267,259.88773888000003,4.5358967290192806,{"$f":"epw!A6399-1968","v":37},13.038916858635378,0.2275720300769834,258.01038566188009,4.5031307341401767,1.8773532181199357,3.276599487910415E-2,-1.5097561055865797E-3,-8.6502652944218508E-2,1.9638558710641543,-7.2844646694790165E-3,-0.41736908157330782,-65.812144128935714,-1.1486386028469837,0.29671022990229562,17.000243911757895,-0.95386325349609624,0.30024139226602664,-1.2658506148550617,-72.527897725235306,null,{"$f":"IF(Z6399<0,0,epw!O6399*SIN(RADIANS(SolarPosition!Z6399)))+epw!P6399","v":0},77.777777777777771,0.28000000000000003,17.413023816685488,17.413023816685488,0.29925769144948827,0.90814014273296195,0.19013380739465241,0.06,0.26,16.666666666666668,72.222222222222214,null,null,null,null,null,null,null,null,null,null,null,null,266.45833333331512,10.346314595790369,{"$f":"(epw!G6403+273.15)^4*(5.67/(10^8))-epw!M6403","v":70.751827258828712}]
[43.462000000000003,0.75855499950177552,142.22399999999999,2.4822770753564147,268,8.3333333333333329E-2,3.3152000000000008,268,260.87333888000001,4.5530986941269367,{"$f":"epw!A6418-1968","v":37},13.038963948413155,0.22757285194864962,258.98983429638815,4.5202253376665045,1.8835045836118525,3.2873356460431657E-2,-2.9175005335588121E-3,-0.16716046730008571,2.0506650509119382,-1.4082501908109595E-2,-0.80686792431960852,-140.72533494908808,-2.4561204358334336,-0.60834625189543523,-34.855672716210897,-0.77136276054866459,-0.6363957036614436,-2.2606128991334304,-129.52357823317885,null,{"$f":"IF(Z6418<0,0,epw!O6418*SIN(RADIANS(SolarPosition!Z6418)))+epw!P6418","v":0},0,0,-34.19505596007248,"-","-","-","-",0,0,0,0,null,null,null,null,null,null,null,null,null,null,null,null,267.24999999998215,10.367499078596337,{"$f":"(epw!G6422+273.15)^4*(5.67/(10^8))-epw!M6422","v":48.076976753112717}]
[43.462000000000003,0.75855499950177552,142.22399999999999,2.4822770753564147,268,0.75,3.3152000000000008,268,260.87333888000001,4.5530986941269367,{"$f":"epw!A6434-1968","v":37},13.038963948413155,0.22757285194864962,258.98983429638815,4.5202253376665045,1.8835045836118525,3.2873356460431657E-2,-2.9175005335588121E-3,-0.16716046730008571,2.0506650509119382,-1.4082501908109595E-2,-0.80686792431960852,99.274665050911921,1.7326697689529571,-0.12699643376931585,-7.2763596681944831,0.99484088441722329,-0.10144759579190156,1.6724187433657201,95.822535573428496,null,{"$f":"IF(Z6434<0,0,epw!O6434*SIN(RADIANS(SolarPosition!Z6434)))+epw!P6434","v":38},0,0,-7.4446199099559225,"-","-","-","-",0,0,0,0,null,null,null,null,null,null,null,null,null,null,null,null,267.91666666664912,10.384933816449218,{"$f":"(epw!G6438+273.15)^4*(5.67/(10^8))-epw!M6438","v":64.309058642500986}]
[43.462000000000003,0.75855499950177552,142.22399999999999,2.4822770753564147,269,0.45833333333333398,3.3152000000000008,269,261.85893887999998,4.5703006592345918,{"$f":"epw!A6451-1968","v":37},13.039011038190933,0.22757367382031587,259.96983470013527,4.5373295713827657,1.8891041798647166,3.2971087851826474E-2,-4.3230340646455501E-3,-0.24769160659547551,2.1367957864601923,-2.0880899966325639E-2,-1.1963874405053219,-5.6392042135395783,-9.8422680718603023E-2,0.78637642483703718,45.056050251748836,-0.13907189567062467,0.99028228694376763,-0.13952414100155752,-7.9941444195774487,null,{"$f":"IF(Z6451<0,0,epw!O6451*SIN(RADIANS(SolarPosition!Z6451)))+epw!P6451","v":393.36514086229136},705.55555555555554,2.54,45.023307272959876,45.023307272959876,0.70739436568857028,2.6312866055257427,0.72965700326852068,2.88,0.5,800,138.88888888888889,null,null,null,null,null,null,null,null,null,null,null,null,268.62499999998278,10.403049948521804,{"$f":"(epw!G6455+273.15)^4*(5.67/(10^8))-epw!M6455","v":56.852787745662965}]
[43.462000000000003,0.75855499950177552,142.22399999999999,2.4822770753564147,270,0.16666666666666699,3.3152000000000008,270,262.84453888000002,4.5875026243422488,{"$f":"epw!A6468-1968","v":37},13.039058127968712,0.22757449569198215,260.9503891132353,4.5544434743863222,1.8941497667647127,3.3059149955926896E-2,-5.7249045811990293E-3,-0.32801287061781448,2.2221626373825272,-2.7677990630363327E-2,-1.5858320485224555,-110.55383736261736,-1.9295284626919971,-0.27730948658161608,-15.888663200066336,-0.97316329711239258,-0.23011561692622548,-1.8029928132570474,-103.3038786920478,null,{"$f":"IF(Z6468<0,0,epw!O6468*SIN(RADIANS(SolarPosition!Z6468)))+epw!P6468","v":0},0,0,-15.307451600334453,"-","-","-","-",0,0,0,0,null,null,null,null,null,null,null,null,null,null,null,null,269.33333333331643,10.420742791933375,{"$f":"(epw!G6472+273.15)^4*(5.67/(10^8))-epw!M6472","v":57.502622041094412}]
[43.462000000000003,0.75855499950177552,142.22399999999999,2.4822770753564147,270,0.875,3.3152000000000008,270,262.84453888000002,4.5875026243422488,{"$f":"epw!A6485-1968","v":37},13.039058127968712,0.22757449569198215,260.9503891132353,4.5544434743863222,1.8941497667647127,3.3059149955926896E-2,-5.7249045811990293E-3,-0.32801287061781448,2.2221626373825272,-2.7677990630363327E-2,-1.5858320485224555,144.44616263738251,2.5210611298935408,-0.65520790652578753,-37.540647747529775,0.73304247573901671,-0.68018286420815766,2.3188083918181928,132.85793435070019,null,{"$f":"IF(Z6485<0,0,epw!O6485*SIN(RADIANS(SolarPosition!Z6485)))+epw!P6485","v":0},0,0,-37.399949915457285,"-","-","-","-",0,0,0,0,null,null,null,null,null,null,null,null,null,null,null,null,270.04166666665009,10.438009716163851,{"$f":"(epw!G6489+273.15)^4*(5.67/(10^8))-epw!M6489","v":57.886178302494898}]
[43.462000000000003,0.75855499950177552,142.22399999999999,2.4822770753564147,271,0.625,3.3152000000000008,271,263.83013887999999,4.6047045894499048,{"$f":"epw!A6503-1968","v":37},13.039105217746489,0.22757531756364835,261.93149961776089,4.5715670830161965,1.8986392622391008,3.3137506433708351E-2,-7.1216575381786267E-3,-0.40804092007516329,2.3066801823142642,-3.4472098217038588E-2,-1.9751057387967612,54.530680182314256,0.95173991253340551,0.40848302535183945,23.404353355395809,0.88691382145116304,0.46193492325098584,1.0906207284619953,62.487964790355711,null,{"$f":"IF(Z6503<0,0,epw!O6503*SIN(RADIANS(SolarPosition!Z6503)))+epw!P6503","v":351},138.88888888888889,0.5,23.115322685664101,23.115322685664101,0.39258309164342431,1.2523893989368877,0.25881238119023653,0.16,0.44,44.444444444444443,122.22222222222221,null,null,null,null,null,null,null,null,null,null,null,null,270.79166666665043,10.455825252669744,{"$f":"(epw!G6507+273.15)^4*(5.67/(10^8))-epw!M6507","v":53.671018809028965}]
[43.462000000000003,0.75855499950177552,142.22399999999999,2.4822770753564147,272,0.33333333333333398,3.3152000000000008,272,264.81573888000003,4.6219065545575617,{"$f":"epw!A6520-1968","v":37},13.039152307524267,0.22757613943531466,262.9131681364305,4.5887004308301567,1.9025707435695267,3.3206123727404974E-2,-8.5118368523221747E-3,-0.48769232754198,2.3902630711115069,-4.1261539320252234E-2,-2.3641120592635487,-50.385736928888264,-0.87939700545279631,0.44896414683278785,25.723750766210532,-0.85436926727117657,0.5196663883132262,-1.0243358996522263,-58.690123853808778,null,{"$f":"IF(Z6520<0,0,epw!O6520*SIN(RADIANS(SolarPosition!Z6520)))+epw!P6520","v":1.8680651398759038},411.11111111111109,1.48,26.047534149193282,26.047534149193282,0.43911666001939748,1.4349933892711877,0.68490200231975429,2.7,0.28999999999999998,750,80.555555555555557,null,null,null,null,null,null,null,null,null,null,null,null,271.49999999998408,10.472207271716371,{"$f":"(epw!G6524+273.15)^4*(5.67/(10^8))-epw!M6524","v":38.621558061846258}]
[43.462000000000003,0.75855499950177552,142.22399999999999,2.4822770753564147,272,0.95833333333333404,3.3152000000000008,272,264.81573888000003,4.6219065545575617,{"$f":"epw!A6535-1968","v":37},13.039152307524267,0.22757613943531466,262.9131681364305,4.5887004308301567,1.9025707435695267,3.3206123727404974E-2,-8.5118368523221747E-3,-0.48769232754198,2.3902630711115069,-4.1261539320252234E-2,-2.3641120592635487,174.61426307111179,3.0475938115344463,-0.84864595627619066,-48.623831595469518,0.14187687887347608,-0.98988431204920124,2.9992354364943994,171.84353227720632,null,{"$f":"IF(Z6535<0,0,epw!O6535*SIN(RADIANS(SolarPosition!Z6535)))+epw!P6535","v":0},0,0,-48.143053667911609,"-","-","-","-",0,0,0,0,null,null,null,null,null,null,null,null,null,null,null,null,{"$f":"BD6534+1/24","v":272.12499999998437},10.486302013443929,{"$f":"(epw!G6539+273.15)^4*(5.67/(10^8))-epw!M6539","v":55.677298523672903}]
[43.462000000000003,0.75855499950177552,142.22399999999999,2.4822770753564147,273,0.79166666666666696,3.3152000000000008,273,265.80133888,4.6391085196652169,{"$f":"epw!A6555-1968","v":37},13.039199397302045,0.22757696130698088,263.895396431336,4.6058435485825076,1.9059424486640069,3.326497108270992E-2,-9.8939858093200442E-3,-0.56688362943636661,2.4728260781003737,-4.8044622564547924E-2,-2.7527541012475978,114.69682607810047,2.0018372566501479,-0.34261388182341529,-19.630329431075648,0.96348068925403207,-0.26777782102813391,1.8418822091408142,105.53207694400109,null,{"$f":"IF(Z6555<0,0,epw!O6555*SIN(RADIANS(SolarPosition!Z6555)))+epw!P6555","v":29},0,0,-19.732303549135381,"-","-","-","-",0,0,0,0,null,null,null,null,null,null,null,null,null,null,null,null,272.95833333331808,10.504567101042394,{"$f":"(epw!G6559+273.15)^4*(5.67/(10^8))-epw!M6559","v":36.35980125924516}]
[43.462000000000003,0.75855499950177552,142.22399999999999,2.4822770753564147,274,0.5,3.3152000000000008,274,266.78693887999998,4.6563104847728729,{"$f":"epw!A6572-1968","v":37},13.039246487079822,0.22757778317864713,264.87818610271268,4.6229964642026227,1.9087527772873045,3.33140205702495E-2,-1.1266647990769632E-2,-0.64553137913064884,2.5542841564179533,-5.4819648366963493E-2,-3.1409344858182435,9.7782841564179428,0.17066325372508934,0.74302883523947494,42.572416315743332,0.23027649043486809,0.97312524268616118,0.23236179957476133,13.313350435698551,null,{"$f":"IF(Z6572<0,0,epw!O6572*SIN(RADIANS(SolarPosition!Z6572)))+epw!P6572","v":254},580.55555555555554,2.09,42.409222447957923,42.409222447957923,0.67442124215709132,2.4709817185883169,0.62974058075634853,1.89,0.82,525,227.77777777777777,null,null,null,null,null,null,null,null,null,null,null,null,273.66666666665174,10.519615509346369,{"$f":"(epw!G6576+273.15)^4*(5.67/(10^8))-epw!M6576","v":55.785357777724641}]
[43.462000000000003,0.75855499950177552,142.22399999999999,2.4822770753564147,275,0.20833333333333401,3.3152000000000008,275,267.77253888000001,4.6735124498805298,{"$f":"epw!A6589-1968","v":37},13.039293576857601,0.22757860505031341,265.86153858775276,4.6401592027742415,1.9110002922472518,3.3353247106288411E-2,-1.2628368222667882E-2,-0.72355220129599429,2.6345524935432461,-6.1584908708413863E-2,-3.528555350690584,-95.141447506456544,-1.6605315141010155,-0.10746443966742994,-6.1572588406820037,-0.99985629435769274,-1.6952599603098733E-2,-1.5877497385060821,-90.971358939398584,null,{"$f":"IF(Z6589<0,0,epw!O6589*SIN(RADIANS(SolarPosition!Z6589)))+epw!P6589","v":0},0,0,-5.6359817296860868,"-","-","-","-",0,0,0,0,null,null,null,null,null,null,null,null,null,null,null,null,274.37499999998539,10.534223298363582,{"$f":"(epw!G6593+273.15)^4*(5.67/(10^8))-epw!M6593","v":58.956446975062875}]
[43.462000000000003,0.75855499950177552,142.22399999999999,2.4822770753564147,275,0.70833333333333404,3.3152000000000008,275,267.77253888000001,4.6735124498805298,{"$f":"epw!A6601-1968","v":37},13.039293576857601,0.22757860505031341,265.86153858775276,4.6401592027742415,1.9110002922472518,3.3353247106288411E-2,-1.2628368222667882E-2,-0.72355220129599429,2.6345524935432461,-6.1584908708413863E-2,-3.528555350690584,84.858552493543499,1.4810611394887783,2.2587948398782032E-2,1.2941941111094961,0.99434202894898938,0.1062258417975929,1.4643696895732647,83.902202859430588,null,{"$f":"IF(Z6601<0,0,epw!O6601*SIN(RADIANS(SolarPosition!Z6601)))+epw!P6601","v":73.748676062771764},0,0,1.0579822672412666,"-",{"$f":"IF(AJ6601=\"-\",\"-\", SIN(PI()*AJ6601/180))","v":"-"},"-","-",0,0,0,0,null,null,null,null,null,null,null,null,null,null,null,null,274.87499999998562,10.544268210450888,{"$f":"(epw!G6605+273.15)^4*(5.67/(10^8))-epw!M6605","v":53.25577176438469}]
[43.462000000000003,0.75855499950177552,142.22399999999999,2.4822770753564147,275,0,3.3152000000000008,275,267.77253888000001,4.6735124498805298,{"$f":"epw!A6608-1968","v":37},13.039293576857601,0.22757860505031341,265.86153858775276,4.6401592027742415,1.9110002922472518,3.3353247106288411E-2,-1.2628368222667882E-2,-0.72355220129599429,2.6345524935432461,-6.1584908708413863E-2,-3.528555350690584,-170.14144750645676,-2.9695284530967663,-0.85732241402435705,-49.120956005563038,-0.26111713645989554,-0.96530712265422791,-2.8774133454667608,-164.86364060986409,null,{"$f":"IF(Z6608<0,0,epw!O6608*SIN(RADIANS(SolarPosition!Z6608)))+epw!P6608","v":0},0,0,-48.507632001962129,"-","-","-","-",0,0,0,0,null,null,null,null,null,null,null,null,null,null,null,null,275.16666666665242,10.550025557344334,{"$f":"(epw!G6612+273.15)^4*(5.67/(10^8))-epw!M6612","v":36.878545410033951}]
[43.462000000000003,0.75855499950177552,142.22399999999999,2.4822770753564147,276,0.70833333333333404,3.3152000000000008,276,268.75813887999999,4.690714414988185,{"$f":"epw!A6625-1968","v":37},13.039340666635379,0.22757942692197966,266.84545515946292,4.6573317865155177,1.9126837205370748,3.3382628472667035E-2,-1.3977693547180021E-2,-0.80086284758066006,2.7135465681177351,-6.8338686915876357E-2,-3.9155183377456155,84.937546568117995,1.4824398461796691,1.6927966197551454E-2,0.96990101885981861,0.9939164339052543,0.11013683495117416,1.4604356053659668,83.676796438103338,null,{"$f":"IF(Z6625<0,0,epw!O6625*SIN(RADIANS(SolarPosition!Z6625)))+epw!P6625","v":71.002652531417937},11.111111111111111,0.04,0.73186105288140157,3,5.2335956242943828E-2,0.13746473821734803,0.155312518669355,0.04,0.04,11.111111111111111,11.111111111111111,null,null,null,null,null,null,null,null,null,null,null,null,275.87499999998607,10.563693181860266,{"$f":"(epw!G6629+273.15)^4*(5.67/(10^8))-epw!M6629","v":61.199011741403524}]
[43.462000000000003,0.75855499950177552,142.22399999999999,2.4822770753564147,277,0.83333333333333404,3.3152000000000008,277,269.74373888000002,4.7079163800958419,{"$f":"epw!A6652-1968","v":37},13.039387756413156,0.22758024879364591,267.82993692556857,4.6745142347599105,1.9138019544314488,3.3402145335931263E-2,-1.5313174219398635E-2,-0.87738025372008066,2.7911822081515294,-7.5079257456694817E-2,-4.301724581244728,130.0151822081518,2.2691930071126003,-0.54332389797281222,-31.130166262438685,0.89219740643519241,-0.45164564422821113,2.0394052910164415,116.84931589189152,null,{"$f":"IF(Z6652<0,0,epw!O6652*SIN(RADIANS(SolarPosition!Z6652)))+epw!P6652","v":0},0,0,-31.141322960974701,"-","-","-","-",0,0,0,0,null,null,null,null,null,null,null,null,null,null,null,null,276.99999999998658,10.584480688370205,{"$f":"(epw!G6656+273.15)^4*(5.67/(10^8))-epw!M6656","v":49.346701137960508}]
[43.462000000000003,0.75855499950177552,142.22399999999999,2.4822770753564147,278,0.16666666666666699,3.3152000000000008,278,270.72933888,4.7251183452034979,{"$f":"epw!A6660-1968","v":37},13.039434846190934,0.22758107066531219,268.81498482746429,4.6917065639378528,1.9143540525357139,3.3411781265644709E-2,-1.6633364730763232E-2,-0.95302159817449017,2.8673756507102039,-8.180488574630608E-2,-4.6870746968132444,-109.90862434928968,-1.918267371232715,-0.30735933960371919,-17.610392953221286,-0.98316795938497326,-0.18270403290236267,-1.7545324055297451,-100.52730185579023,null,{"$f":"IF(Z6660<0,0,epw!O6660*SIN(RADIANS(SolarPosition!Z6660)))+epw!P6660","v":0},0,0,-17.040894599837728,"-","-","-","-",0,0,0,0,null,null,null,null,null,null,null,null,null,null,null,null,277.33333333332007,10.590422173262299,{"$f":"(epw!G6664+273.15)^4*(5.67/(10^8))-epw!M6664","v":67.332228108235654}]
[43.462000000000003,0.75855499950177552,142.22399999999999,2.4822770753564147,278,0.875,3.3152000000000008,278,270.72933888,4.7251183452034979,{"$f":"epw!A6677-1968","v":37},13.039434846190934,0.22758107066531219,268.81498482746429,4.6917065639378528,1.9143540525357139,3.3411781265644709E-2,-1.6633364730763232E-2,-0.95302159817449017,2.8673756507102039,-8.180488574630608E-2,-4.6870746968132444,145.09137565071021,2.5323222213528229,-0.70685703818686962,-40.499925007225293,0.75006634658719973,-0.66136259020096544,2.2934302622917402,131.40387463689811,null,{"$f":"IF(Z6677<0,0,epw!O6677*SIN(RADIANS(SolarPosition!Z6677)))+epw!P6677","v":0},0,0,-40.377763716955855,"-","-","-","-",0,0,0,0,null,null,null,null,null,null,null,null,null,null,null,null,278.04166666665373,10.602715860654182,{"$f":"(epw!G6681+273.15)^4*(5.67/(10^8))-epw!M6681","v":66.4712685843391}]
[43.462000000000003,0.75855499950177552,142.22399999999999,2.4822770753564147,279,0.58333333333333404,3.3152000000000008,279,271.71493887999998,4.7423203103111531,{"$f":"epw!A6694-1968","v":37},13.039481935968711,0.22758189253697844,269.80059963921286,4.708908787559289,1.9143392407871147,3.3411522751863675E-2,-1.7936824860775451E-2,-1.0277043623877637,2.9420436031748785,-8.8513827970760156E-2,-5.0714687712715731,40.16604360317514,0.70102970837501288,0.51402487666657171,29.451455997727226,0.73782736942952754,0.67498946134047411,0.82984590805277492,47.546668177625385,null,{"$f":"IF(Z6694<0,0,epw!O6694*SIN(RADIANS(SolarPosition!Z6694)))+epw!P6694","v":491.59819864250295},350,1.26,29.162106653839228,29.162106653839228,0.48728223354981254,1.631713790827011,0.52545629939787175,1.23,0.66,341.66666666666669,183.33333333333334,null,null,null,null,null,null,null,null,null,null,null,null,278.74999999998738,10.614556573642769,{"$f":"(epw!G6698+273.15)^4*(5.67/(10^8))-epw!M6698","v":40.979073341665014}]
[43.462000000000003,0.75855499950177552,142.22399999999999,2.4822770753564147,280,0.58333333333333404,3.3152000000000008,280,272.70053888000001,4.75952227541881,{"$f":"epw!A6718-1968","v":37},13.039529025746489,0.22758271440864469,270.78678196659371,4.7261209161970656,1.9137569134063028,3.3401359221743997E-2,-1.9222120758588711E-2,-1.1013463927579414,3.015103306164244,-9.5204330925413999E-2,-5.4548063533930451,40.239103306164502,0.70230484074270638,0.50769930878539504,29.089027655112297,0.73587252108404599,0.67712010213359508,0.82695435690006058,47.380994500328661,null,{"$f":"IF(Z6718<0,0,epw!O6718*SIN(RADIANS(SolarPosition!Z6718)))+epw!P6718","v":357.0722380322951},394.44444444444446,1.42,28.798869940252619,28.798869940252619,0.4817363903805999,1.6086626853805195,0.59899821082579685,1.83,0.54,508.33333333333331,150,null,null,null,null,null,null,null,null,null,null,null,null,279.74999999998784,10.630498325774305,{"$f":"(epw!G6722+273.15)^4*(5.67/(10^8))-epw!M6722","v":78.612884563994726}]
[43.462000000000003,0.75855499950177552,142.22399999999999,2.4822770753564147,281,4.1666666666666664E-2,3.3152000000000008,281,273.68613887999999,4.776724240526466,{"$f":"epw!A6729-1968","v":37},13.039576115524268,0.22758353628031097,271.77353224620083,4.7433429574711843,1.9126066337991574,3.3381283055280757E-2,-2.04878260559881E-2,-1.1738659644062772,3.0864725982054346,-0.10187463187119372,-5.8369864456683445,-154.68952740179458,-2.699841571515305,-0.80771229223395036,-46.278505405842736,-0.6153574568547292,-0.78824818445289146,-2.4787532846909421,-142.0221016669808,null,{"$f":"IF(Z6729<0,0,epw!O6729*SIN(RADIANS(SolarPosition!Z6729)))+epw!P6729","v":0},0,0,-45.613279042455005,"-",{"$f":"IF(AJ6729=\"-\",\"-\", SIN(PI()*AJ6729/180))","v":"-"},"-","-",0,0,0,0,null,null,null,null,null,null,null,null,null,null,null,null,280.20833333332138,10.637500767900375,{"$f":"(epw!G6733+273.15)^4*(5.67/(10^8))-epw!M6733","v":43.502483843362995}]
[43.462000000000003,0.75855499950177552,142.22399999999999,2.4822770753564147,281,0.75,3.3152000000000008,281,273.68613887999999,4.776724240526466,{"$f":"epw!A6746-1968","v":37},13.039576115524268,0.22758353628031097,271.77353224620083,4.7433429574711843,1.9126066337991574,3.3381283055280757E-2,-2.04878260559881E-2,-1.1738659644062772,3.0864725982054346,-0.10187463187119372,-5.8369864456683445,100.31047259820542,1.7507480210702357,-0.20053415739755323,-11.489760867091956,0.9987662866952437,-4.9657875115576421E-2,1.6204746331871023,92.846357289631158,null,{"$f":"IF(Z6746<0,0,epw!O6746*SIN(RADIANS(SolarPosition!Z6746)))+epw!P6746","v":26},0,0,-11.686014651717656,"-","-","-","-",0,0,0,0,null,null,null,null,null,null,null,null,null,null,null,null,280.91666666665503,10.647945272286281,{"$f":"(epw!G6750+273.15)^4*(5.67/(10^8))-epw!M6750","v":60.115458144539446}]
[43.462000000000003,0.75855499950177552,142.22399999999999,2.4822770753564147,282,0.66666666666666696,3.3152000000000008,282,274.67173888000002,4.7939262056341221,{"$f":"epw!A6768-1968","v":37},13.039623205302044,0.22758435815197717,272.7608507445936,4.7605749160339847,1.9108881354064238,3.3351289600137328E-2,-2.1732523013214818E-2,-1.2451818468281437,3.1560699822345675,-0.10852295840989537,-6.217907497160768,70.380069982234673,1.2283639489740219,0.16857886410867007,9.6588574285362281,0.94986451188291532,0.3126618126113756,1.2528022742819034,71.780282880744025,null,{"$f":"IF(Z6768<0,0,epw!O6768*SIN(RADIANS(SolarPosition!Z6768)))+epw!P6768","v":248.46713768532715},113.8888888888889,0.41000000000000003,9.3743197736906687,9.3743197736906687,0.16288375976723515,0.45748789755782365,0.51150832486267483,1.37,0.19,380.55555555555554,52.777777777777779,null,null,null,null,null,null,null,null,null,null,null,null,281.83333333332212,10.660779081396681,{"$f":"(epw!G6772+273.15)^4*(5.67/(10^8))-epw!M6772","v":72.994686975421814}]
[43.462000000000003,0.75855499950177552,142.22399999999999,2.4822770753564147,283,0.20833333333333401,3.3152000000000008,283,275.65733888,4.8111281707417781,{"$f":"epw!A6781-1968","v":37},13.039670295079823,0.22758518002364345,273.74873755749928,4.7778167935562221,1.908601322500715,3.3311377185555609E-2,-2.2954803698997543E-2,-1.3152133715038496,3.2238146940045649,-0.11514752837996159,-6.5974673975346683,-94.552185305995224,-1.650246948545419,-0.13668275847966127,-7.8313451930905558,-0.99956670774491785,2.9434618529648356E-2,-1.5413574562642154,-88.313276964959911,null,{"$f":"IF(Z6781<0,0,epw!O6781*SIN(RADIANS(SolarPosition!Z6781)))+epw!P6781","v":0},0,0,-7.3239135284002703,"-","-","-","-",0,0,0,0,null,null,null,null,null,null,null,null,null,null,null,null,282.37499999998903,10.667999519939119,{"$f":"(epw!G6785+273.15)^4*(5.67/(10^8))-epw!M6785","v":67.29127359943044}]
[43.462000000000003,0.75855499950177552,142.22399999999999,2.4822770753564147,283,0.91666666666666696,3.3152000000000008,283,275.65733888,4.8111281707417781,{"$f":"epw!A6798-1968","v":37},13.039670295079823,0.22758518002364345,273.74873755749928,4.7778167935562221,1.908601322500715,3.3311377185555609E-2,-2.2954803698997543E-2,-1.3152133715038496,3.2238146940045649,-0.11514752837996159,-6.5974673975346683,160.44781469400468,2.80034264404012,-0.86097727241420108,-49.330363966019085,0.51012865475268654,-0.86009810812500609,2.6062582884628021,149.32760024990802,null,{"$f":"IF(Z6798<0,0,epw!O6798*SIN(RADIANS(SolarPosition!Z6798)))+epw!P6798","v":0},0,0,-49.044346129387257,"-","-","-","-",0,0,0,0,null,null,null,null,null,null,null,null,null,null,null,null,283.08333333332268,10.67703328806118,{"$f":"(epw!G6802+273.15)^4*(5.67/(10^8))-epw!M6802","v":63.006589328302937}]
[43.462000000000003,0.75855499950177552,142.22399999999999,2.4822770753564147,284,0.625,3.3152000000000008,284,276.64293888000003,4.8283301358494342,{"$f":"epw!A6815-1968","v":37},13.0397173848576,0.2275860018953097,274.73719260906972,4.7950685887140967,1.9057462709303081,3.3261547135337778E-2,-2.4153271206071865E-2,-1.3838805015427735,3.2896267724730817,-0.12174654977424965,-6.9755634723439099,55.513626772473074,0.96889556690292811,0.3303681634703079,18.9287014523367,0.86493271229188107,0.50188783927029945,1.045016286954267,59.875022764911641,null,{"$f":"IF(Z6815<0,0,epw!O6815*SIN(RADIANS(SolarPosition!Z6815)))+epw!P6815","v":339.94226110293073},19.444444444444443,7.0000000000000007E-2,18.625722350716231,18.625722350716231,0.31938476801757065,0.97990975322611462,4.4537975793741573E-2,0,7.0000000000000007E-2,0,19.444444444444443,null,null,null,null,null,null,null,null,null,null,null,null,283.79166666665634,10.685603032482778,{"$f":"(epw!G6819+273.15)^4*(5.67/(10^8))-epw!M6819","v":68.738268585315893}]
[43.462000000000003,0.75855499950177552,142.22399999999999,2.4822770753564147,285,0.45833333333333398,3.3152000000000008,285,277.62853888000001,4.8455321009570902,{"$f":"epw!A6835-1968","v":37},13.039764474635378,0.22758682376697595,275.7262156511926,4.8123302971772315,1.9023232288074041,3.3201803779858645E-2,-2.5326540903362411E-2,-1.4511039034281135,3.3534271322355176,-0.12831822068130894,-7.3520924796673173,-4.4225728677642531,-7.7188457951854E-2,0.68116085439713647,39.027642126481098,-9.8447087252788973E-2,0.99514228681703709,-9.8606806882636677E-2,-5.6497538656366393,null,{"$f":"IF(Z6835<0,0,epw!O6835*SIN(RADIANS(SolarPosition!Z6835)))+epw!P6835","v":465.22678777094171},622.22222222222217,2.2400000000000002,38.972049114629193,38.972049114629193,0.62894119719765784,2.2560025884295785,0.72374338995056964,2.95,0.38,819.44444444444446,105.55555555555556,null,null,null,null,null,null,null,null,null,null,null,null,284.62499999999005,10.695089282906061,{"$f":"(epw!G6839+273.15)^4*(5.67/(10^8))-epw!M6839","v":53.215553039965073}]
[43.462000000000003,0.75855499950177552,142.22399999999999,2.4822770753564147,286,8.3333333333333329E-2,3.3152000000000008,286,278.61413887999998,4.8627340660647462,{"$f":"epw!A6850-1968","v":37},13.039811564413156,0.22758764563864223,276.71580626285868,4.8296019115976287,1.8983326171413069,3.3132154467116752E-2,-2.6473241725888889E-2,-1.5168050209230606,3.4151376380643672,-0.13486072925171397,-7.7269506081796955,-139.36086236193563,-2.4323058966344182,-0.69224209744781529,-39.662550585043675,-0.83835391868961395,-0.54512632207385492,-2.1473361128452373,-123.03329646205998,null,{"$f":"IF(Z6850<0,0,epw!O6850*SIN(RADIANS(SolarPosition!Z6850)))+epw!P6850","v":0},0,0,-39.01423766632162,"-","-","-","-",0,0,0,0,null,null,null,null,null,null,null,null,null,null,null,null,285.24999999999034,10.701780161332277,{"$f":"(epw!G6854+273.15)^4*(5.67/(10^8))-epw!M6854","v":53.635522112048363}]
[43.462000000000003,0.75855499950177552,142.22399999999999,2.4822770753564147,286,0.79166666666666696,3.3152000000000008,286,278.61413887999998,4.8627340660647462,{"$f":"epw!A6867-1968","v":37},13.039811564413156,0.22758764563864223,276.71580626285868,4.8296019115976287,1.8983326171413069,3.3132154467116752E-2,-2.6473241725888889E-2,-1.5168050209230606,3.4151376380643672,-0.13486072925171397,-7.7269506081796955,115.63913763806447,2.0182836959511237,-0.41556030976475061,-23.809851882669342,0.97645728926651443,-0.21571083013676051,1.788216066664033,102.45723347733376,null,{"$f":"IF(Z6867<0,0,epw!O6867*SIN(RADIANS(SolarPosition!Z6867)))+epw!P6867","v":6},0,0,-23.949710828431016,"-","-","-","-",0,0,0,0,null,null,null,null,null,null,null,null,null,null,null,null,285.95833333332399,10.708922924783417,{"$f":"(epw!G6871+273.15)^4*(5.67/(10^8))-epw!M6871","v":48.944948464997651}]
[43.462000000000003,0.75855499950177552,142.22399999999999,2.4822770753564147,286,0.83333333333333404,3.3152000000000008,286,278.61413887999998,4.8627340660647462,{"$f":"epw!A6868-1968","v":37},13.039811564413156,0.22758764563864223,276.71580626285868,4.8296019115976287,1.8983326171413069,3.3132154467116752E-2,-2.6473241725888889E-2,-1.5168050209230606,3.4151376380643672,-0.13486072925171397,-7.7269506081796955,130.63913763806462,2.2800830837502759,-0.59549918938380708,-34.119590255153867,0.90828001876451059,-0.41836277022835133,2.0024383363566547,114.73126540843425,null,{"$f":"IF(Z6868<0,0,epw!O6868*SIN(RADIANS(SolarPosition!Z6868)))+epw!P6868","v":0},0,0,-34.16059923758268,"-","-","-","-",0,0,0,0,null,null,null,null,null,null,null,null,null,null,null,null,285.99999999999068,10.709328499147901,{"$f":"(epw!G6872+273.15)^4*(5.67/(10^8))-epw!M6872","v":55.404442907502698}]
[43.462000000000003,0.75855499950177552,142.22399999999999,2.4822770753564147,287,0.58333333333333404,3.3152000000000008,287,279.59973888000002,4.8799360311724023,{"$f":"epw!A6886-1968","v":37},13.039858654190933,0.22758846751030848,277.70596384958611,4.8468834215996246,1.8937750304139058,3.3052609572778412E-2,-2.7592017503334416E-2,-1.5809061511921569,3.474681181606063,-0.14137225369103959,-8.1000334767493438,40.698681181606325,0.71032598783848666,0.46438788787634089,26.607466032308821,0.72204282427926347,0.69184836482196355,0.80675049289635381,46.223398363059978,null,{"$f":"IF(Z6886<0,0,epw!O6886*SIN(RADIANS(SolarPosition!Z6886)))+epw!P6886","v":439.96845961366944},408.33333333333331,1.47,26.309649069506122,26.309649069506122,0.44322216005646159,1.4514550803631103,0.67397300795142845,2.63,0.3,730.55555555555554,83.333333333333329,null,null,null,null,null,null,null,null,null,null,null,null,286.74999999999102,10.716351234349057,{"$f":"(epw!G6890+273.15)^4*(5.67/(10^8))-epw!M6890","v":78.251797898657628}]
[43.462000000000003,0.75855499950177552,142.22399999999999,2.4822770753564147,288,0.29166666666666702,3.3152000000000008,288,280.58533887999999,4.8971379962800583,{"$f":"epw!A6903-1968","v":37},13.039905743968712,0.2275892893819747,278.69668764290191,4.8641748137708332,1.8886512370980881,3.2963182509225711E-2,-2.8681528328069718E-2,-1.6433305231833073,3.5319817602813952,-0.14785096228105618,-8.4712361356524468,-64.244018239718471,-1.1212696429943789,0.21221765257967501,12.159175830988966,-0.91126993372229192,0.41180955294136828,-1.1463574049459182,-65.681441116970561,null,{"$f":"IF(Z6903<0,0,epw!O6903*SIN(RADIANS(SolarPosition!Z6903)))+epw!P6903","v":0},105.55555555555556,0.38,12.528930445926893,12.528930445926893,0.21693254896785488,0.6286830535435266,0.35596353607369313,0.45,0.28000000000000003,125,77.777777777777771,null,null,null,null,null,null,null,null,null,null,null,null,287.45833333332467,10.722500148061071,{"$f":"(epw!G6907+273.15)^4*(5.67/(10^8))-epw!M6907","v":52.847807783408996}]
[43.462000000000003,0.75855499950177552,142.22399999999999,2.4822770753564147,288,0,3.3152000000000008,288,280.58533887999999,4.8971379962800583,{"$f":"epw!A6920-1968","v":37},13.039905743968712,0.2275892893819747,278.69668764290191,4.8641748137708332,1.8886512370980881,3.2963182509225711E-2,-2.8681528328069718E-2,-1.6433305231833073,3.5319817602813952,-0.14785096228105618,-8.4712361356524468,-169.24401823971863,-2.9538653575884277,-0.93843051477733641,-53.768107863030615,-0.31230693548294058,-0.949981251419866,-2.8239721862710958,-161.80168773566575,null,{"$f":"IF(Z6920<0,0,epw!O6920*SIN(RADIANS(SolarPosition!Z6920)))+epw!P6920","v":0},0,0,-53.150002912415381,"-","-","-","-",0,0,0,0,null,null,null,null,null,null,null,null,null,null,null,null,288.16666666665833,10.728178278193212,{"$f":"(epw!G6924+273.15)^4*(5.67/(10^8))-epw!M6924","v":61.944948464997651}]
[43.462000000000003,0.75855499950177552,142.22399999999999,2.4822770753564147,289,0.58333333333333404,3.3152000000000008,289,281.57093888000003,4.9143399613877152,{"$f":"epw!A6934-1968","v":37},13.03995283374649,0.22759011125364101,279.68797669988334,4.8814760716541485,1.8829621801166923,3.2863889733566784E-2,-2.9740451963283804E-2,-1.7040023783077252,3.5869645584244174,-0.15429501343079427,-8.8404530694988637,40.810964558424679,0.7122857024592244,0.45239225940673528,25.92016714839345,0.71803238022452154,0.69600969889011455,0.80097118015964064,45.892268134760116,null,{"$f":"IF(Z6934<0,0,epw!O6934*SIN(RADIANS(SolarPosition!Z6934)))+epw!P6934","v":484.34795148473665},125,0.45,25.619527814511141,25.619527814511141,0.43239309046341001,1.4081572051651117,0.21148540599695775,0.08,0.42,22.222222222222221,116.66666666666666,null,null,null,null,null,null,null,null,null,null,null,null,288.74999999999193,10.732500291639733,{"$f":"(epw!G6938+273.15)^4*(5.67/(10^8))-epw!M6938","v":80.895823956627737}]
[43.462000000000003,0.75855499950177552,142.22399999999999,2.4822770753564147,290,0.45833333333333398,3.3152000000000008,290,282.55653888000001,4.9315419264953704,{"$f":"epw!A6955-1968","v":37},13.039999923524267,0.22759093312530723,280.679829902758,4.8987871757407628,1.8767089772420036,3.2754750754608292E-2,-3.0767485291694562E-2,-1.762847053444935,3.6395560306869386,-0.16070255575908454,-9.2075782019613257,-4.1364439693128325,-7.2194566588772213E-2,0.64919370144821986,37.196059179458999,-8.9386147983139028E-2,0.99599704645582954,-8.950560881612768E-2,-5.1282936279130489,null,{"$f":"IF(Z6955<0,0,epw!O6955*SIN(RADIANS(SolarPosition!Z6955)))+epw!P6955","v":430.65383790276292},152.77777777777777,0.55000000000000004,37.13170696571364,37.13170696571364,0.6036492710851844,2.1395185374119396,0.18515039542524939,0.05,0.52,13.888888888888889,144.44444444444443,null,null,null,null,null,null,null,null,null,null,null,null,289.62499999999233,10.738382630632131,{"$f":"(epw!G6959+273.15)^4*(5.67/(10^8))-epw!M6959","v":45.64710649869761}]
[43.462000000000003,0.75855499950177552,142.22399999999999,2.4822770753564147,291,0.16666666666666699,3.3152000000000008,291,283.54213887999998,4.9487438916030264,{"$f":"epw!A6972-1968","v":37},13.040047013302045,0.22759175499697348,281.67224595856555,4.9161081034642606,1.8698929214344275,3.2635788138766407E-2,-3.1761345805142394E-2,-1.8197910662902008,3.6896839877246284,-0.16707172821025482,-9.5725049024043773,-109.08631601227525,-1.903915383285214,-0.35589192504767586,-20.391105268018059,-0.99416681185069822,-0.10785337368213563,-1.6788599006875926,-96.191586703151586,null,{"$f":"IF(Z6972<0,0,epw!O6972*SIN(RADIANS(SolarPosition!Z6972)))+epw!P6972","v":0},0,0,-19.842728397910633,"-","-","-","-",0,0,0,0,null,null,null,null,null,null,null,null,null,null,null,null,290.33333333332598,10.742615775209137,{"$f":"(epw!G6976+273.15)^4*(5.67/(10^8))-epw!M6976","v":59.097697627252728}]
[43.462000000000003,0.75855499950177552,142.22399999999999,2.4822770753564147,291,0.70833333333333404,3.3152000000000008,291,283.54213887999998,4.9487438916030264,{"$f":"epw!A6985-1968","v":37},13.040047013302045,0.22759175499697348,281.67224595856555,4.9161081034642606,1.8698929214344275,3.2635788138766407E-2,-3.1761345805142394E-2,-1.8197910662902008,3.6896839877246284,-0.16707172821025482,-9.5725049024043773,85.913683987724895,1.4994766581037309,-6.34308607183037E-2,-3.6343206100409633,0.98555118522733953,0.16937786542812058,1.4005979474185055,80.248351181766353,null,{"$f":"IF(Z6985<0,0,epw!O6985*SIN(RADIANS(SolarPosition!Z6985)))+epw!P6985","v":192},0,0,-3.9085407320259318,"-",{"$f":"IF(AJ6985=\"-\",\"-\", SIN(PI()*AJ6985/180))","v":"-"},"-","-",0,0,0,0,null,null,null,null,null,null,null,null,null,null,null,null,290.87499999999289,10.745533241790154,{"$f":"(epw!G6989+273.15)^4*(5.67/(10^8))-epw!M6989","v":55.446486658325284}]
[43.462000000000003,0.75855499950177552,142.22399999999999,2.4822770753564147,292,0.625,3.3152000000000008,292,284.52773888000002,4.9659458567106833,{"$f":"epw!A7007-1968","v":37},13.040094103079822,0.22759257686863973,282.66522339888053,4.933438829195782,1.8625154811194875,3.2507027514901338E-2,-3.2720773135166394E-2,-1.8747622030500812,3.7372776841695687,-0.17340066020462999,-9.9351259945073878,55.961277684169559,0.97670854921158634,0.28536984787371839,16.350487883454413,0.85063436178127427,0.52575772229893525,1.0171906854529484,58.28073323647321,null,{"$f":"IF(Z7007<0,0,epw!O7007*SIN(RADIANS(SolarPosition!Z7007)))+epw!P7007","v":244},213.88888888888889,0.77,16.032989497388854,16.032989497388854,0.27619078088466131,0.82755554762036809,0.56653687438163702,1.74,0.28999999999999998,483.33333333333331,80.555555555555557,null,null,null,null,null,null,null,null,null,null,null,null,291.79166666665998,10.749838637549175,{"$f":"(epw!G7011+273.15)^4*(5.67/(10^8))-epw!M7011","v":63.259016828690221}]
[43.462000000000003,0.75855499950177552,142.22399999999999,2.4822770753564147,293,0.33333333333333398,3.3152000000000008,293,285.51333887999999,4.9831478218183394,{"$f":"epw!A7024-1968","v":37},13.0401411928576,0.22759339874030599,283.6587605795977,4.950779324240278,1.8545783004022951,3.2368497578060526E-2,-3.3644530624457283E-2,-1.9276896084800506,3.7822679088823454,-0.1796874718255238,-10.295333766978404,-48.993732091117423,-0.85510193783000543,0.35292265223253544,20.220978467487583,-0.79125566380582446,0.61148546548156335,-0.91285974255391666,-52.303010535738302,null,{"$f":"IF(Z7024<0,0,epw!O7024*SIN(RADIANS(SolarPosition!Z7024)))+epw!P7024","v":0},225,0.81,20.497300505406336,20.497300505406336,0.35016324949614464,1.0922878766896462,0.47006843566058659,0.95,0.48,263.88888888888886,133.33333333333334,null,null,null,null,null,null,null,null,null,null,null,null,292.49999999999363,10.752620908528128,{"$f":"(epw!G7028+273.15)^4*(5.67/(10^8))-epw!M7028","v":42.358049189010728}]
[43.462000000000003,0.75855499950177552,142.22399999999999,2.4822770753564147,294,4.1666666666666664E-2,3.3152000000000008,294,286.49893888000003,5.0003497869259963,{"$f":"epw!A7041-1968","v":37},13.040188282635379,0.22759422061197226,284.65285568078065,4.9681295568338673,1.8460831992193789,3.2220230092128578E-2,-3.4531406938849971E-2,-1.978503878244869,3.8245870774642476,-0.1859302740443875,-10.653019986454201,-153.95141292253575,-2.686959043595595,-0.87574990669656261,-50.176773562688673,-0.67387627605134814,-0.73884420859553845,-2.4021499297133717,-137.63305273022354,null,{"$f":"IF(Z7041<0,0,epw!O7041*SIN(RADIANS(SolarPosition!Z7041)))+epw!P7041","v":0},0,0,-49.51637792530655,"-","-","-","-",0,0,0,0,null,null,null,null,null,null,null,null,null,null,null,null,293.20833333332729,10.754927917660874,{"$f":"(epw!G7045+273.15)^4*(5.67/(10^8))-epw!M7045","v":40.797728776966665}]
[{"$f":"A7050","v":43.462000000000003},0.75855499950177552,{"$f":"C7050","v":142.22399999999999},2.4822770753564147,294,0.45833333333333398,3.3152000000000008,294,{"$f":"0.9856*(H7051-G7051)","v":286.49893888000003},5.0003497869259963,{"$f":"epw!A7051-1968","v":37},13.040188282635379,0.22759422061197226,284.65285568078065,4.9681295568338673,1.8460831992193789,3.2220230092128578E-2,-3.4531406938849971E-2,-1.978503878244869,3.8245870774642476,-0.1859302740443875,-10.653019986454201,-3.951412922535523,-6.8965165604096518E-2,0.62421971396220377,35.765155098897743,-8.3462159855070744E-2,0.99651094719141275,-8.3559363489136063E-2,-4.7875988667270413,null,{"$f":"IF(Z7051<0,0,epw!O7051*SIN(RADIANS(SolarPosition!Z7051)))+epw!P7051","v":159},533.33333333333337,1.9200000000000002,35.693206996889991,35.693206996889991,0.58344492641254897,2.0480380504254625,0.66872567234398128,2.39,0.53,663.88888888888891,147.22222222222223,null,null,null,null,null,null,null,null,null,null,null,null,293.62499999999415,10.756062832561703,{"$f":"(epw!G7055+273.15)^4*(5.67/(10^8))-epw!M7055","v":35.266939587971478}]
[43.462000000000003,0.75855499950177552,142.22399999999999,2.4822770753564147,295,0.5,3.3152000000000008,295,287.48453888,5.0175517520336514,{"$f":"epw!A7076-1968","v":37},13.040235372413155,0.22759504248363852,285.64750670657497,4.9854894921423174,1.8370321734250297,3.2062259891334245E-2,-3.5380217719280335E-2,-2.0271371535687344,3.864169326993764,-0.19212716898580548,-11.008075912683418,11.088169326993754,0.19352506277468476,0.60386461592950169,34.598893890048871,0.2293401335480576,0.97334634285240884,0.23139969273329597,13.258225774241925,null,{"$f":"IF(Z7076<0,0,epw!O7076*SIN(RADIANS(SolarPosition!Z7076)))+epw!P7076","v":273.30983382095576},108.33333333333333,0.39,34.412309692336635,34.412309692336635,0.56514426161461029,1.9663805000526844,0.14023354725202355,0.02,0.38,5.5555555555555554,105.55555555555556,null,null,null,null,null,null,null,null,null,null,null,null,294.66666666666129,10.758179761627064,{"$f":"(epw!G7080+273.15)^4*(5.67/(10^8))-epw!M7080","v":62.944948464997651}]
[43.462000000000003,0.75855499950177552,142.22399999999999,2.4822770753564147,296,0.20833333333333401,3.3152000000000008,296,288.47013887999998,5.0347537171413075,{"$f":"epw!A7093-1968","v":37},13.040282462190934,0.22759586435530474,286.64271148518571,5.0028590922606559,1.827427394814265,3.1894624880651271E-2,-3.6189807272867101E-2,-2.0735232181271366,3.9009506129414016,-0.19827625023399414,-11.360392316087665,-93.875049387058382,-1.6384286972764537,-0.18463549252015837,-10.578834469724354,-0.99507930169184178,9.9081700351158597E-2,-1.4715517888369609,-84.313706835284393,null,{"$f":"IF(Z7093<0,0,epw!O7093*SIN(RADIANS(SolarPosition!Z7093)))+epw!P7093","v":0},0,0,-10.094988551299213,"-","-","-","-",0,0,0,0,null,null,null,null,null,null,null,null,null,null,null,null,295.37499999999494,10.759031200720516,{"$f":"(epw!G7097+273.15)^4*(5.67/(10^8))-epw!M7097","v":63.688843484942083}]
[43.462000000000003,0.75855499950177552,142.22399999999999,2.4822770753564147,296,0.54166666666666696,3.3152000000000008,296,288.47013887999998,5.0347537171413075,{"$f":"epw!A7101-1968","v":37},13.040282462190934,0.22759586435530474,286.64271148518571,5.0028590922606559,1.827427394814265,3.1894624880651271E-2,-3.6189807272867101E-2,-2.0735232181271366,3.9009506129414016,-0.19827625023399414,-11.360392316087665,26.124950612941497,0.4559664051167398,0.52754303613386822,30.225989481988133,0.49962940237066017,0.86623926272522267,0.52317089915326043,29.975484485546236,null,{"$f":"IF(Z7101<0,0,epw!O7101*SIN(RADIANS(SolarPosition!Z7101)))+epw!P7101","v":321.11384368152636},158.33333333333337,0.57000000000000006,29.957344308380872,29.957344308380872,0.49935512094327333,1.6822552368218138,0.23195940318247807,0.1,0.52,27.777777777777779,144.44444444444443,null,null,null,null,null,null,null,null,null,null,null,null,295.70833333332843,10.759267102755114,{"$f":"(epw!G7105+273.15)^4*(5.67/(10^8))-epw!M7105","v":66.917400283616701}]
[43.462000000000003,0.75855499950177552,142.22399999999999,2.4822770753564147,297,0.66666666666666696,3.3152000000000008,297,289.45573888000001,5.0519556822489635,{"$f":"epw!A7128-1968","v":37},13.040329551968711,0.22759668622697099,287.63846766892078,5.020238316213927,1.8172712110792304,3.1717366035037428E-2,-3.695905030200855E-2,-2.1175975971168004,3.9348688081960308,-0.20437560318247067,-11.709859497796044,71.158868808196132,1.2419565526977159,9.0038842458744189E-2,5.1588456651293617,0.93048992123069918,0.3663174941059833,1.1957480032276864,68.511313946141968,null,{"$f":"IF(Z7128<0,0,epw!O7128*SIN(RADIANS(SolarPosition!Z7128)))+epw!P7128","v":129.49247789628436},16.666666666666668,6.0000000000000005E-2,4.8388016344765958,4.8388016344765958,8.4352665276459043E-2,0.22599948202766224,0.14454366950505637,0.03,0.06,8.3333333333333339,16.666666666666668,null,null,null,null,null,null,null,null,null,null,null,null,296.83333333332894,10.759284602484271,{"$f":"(epw!G7132+273.15)^4*(5.67/(10^8))-epw!M7132","v":69.346701137960508}]
[43.462000000000003,0.75855499950177552,142.22399999999999,2.4822770753564147,297,0.70833333333333404,3.3152000000000008,297,289.45573888000001,5.0519556822489635,{"$f":"epw!A7129-1968","v":37},13.040329551968711,0.22759668622697099,287.63846766892078,5.020238316213927,1.8172712110792304,3.1717366035037428E-2,-3.695905030200855E-2,-2.1175975971168004,3.9348688081960308,-0.20437560318247067,-11.709859497796044,86.158868808196289,1.5037559404968679,-9.2126570134133223E-2,-5.2784636497018127,0.98114899809623113,0.19325279696491296,1.3763199623654194,78.857325103142827,null,{"$f":"IF(Z7129<0,0,epw!O7129*SIN(RADIANS(SolarPosition!Z7129)))+epw!P7129","v":45},0,0,-5.571472608384485,"-","-","-","-",0,0,0,0,null,null,null,null,null,null,null,null,null,null,null,null,296.87499999999562,10.759262178624141,{"$f":"(epw!G7133+273.15)^4*(5.67/(10^8))-epw!M7133","v":60.608678772565213}]
[43.462000000000003,0.75855499950177552,142.22399999999999,2.4822770753564147,298,0.41666666666666702,3.3152000000000008,298,290.44133887999999,5.0691576473566196,{"$f":"epw!A7146-1968","v":37},13.040376641746489,0.22759750809863727,288.6347727343001,5.037627119959093,1.8065661456998896,3.1530527397526674E-2,-3.7686853670087929E-2,-2.1592976584231551,3.9658638041230447,-0.21042330542851312,-12.056367312246065,-18.810136195876833,-0.32829880936661177,0.55651709636742008,31.88608084872849,-0.37135921023709584,0.92848927671356585,-0.38047248729687655,-21.799467742955855,null,{"$f":"IF(Z7146<0,0,epw!O7146*SIN(RADIANS(SolarPosition!Z7146)))+epw!P7146","v":227.80470707495945},422.22222222222223,1.52,31.931246717244942,31.931246717244942,0.52890124969996766,1.8080346633807252,0.58400374182426096,1.65,0.65,458.33333333333331,180.55555555555554,null,null,null,null,null,null,null,null,null,null,null,null,297.58333333332928,10.758628850632046,{"$f":"(epw!G7150+273.15)^4*(5.67/(10^8))-epw!M7150","v":69.72127548304951}]
[43.462000000000003,0.75855499950177552,142.22399999999999,2.4822770753564147,299,0.33333333333333398,3.3152000000000008,299,291.42693888000002,5.0863596124642765,{"$f":"epw!A7168-1968","v":37},13.040423731524267,0.22759832997030352,289.63162398223312,5.0550254563881385,1.7953148977669002,3.1334156076137799E-2,-3.8372158202079287E-2,-2.1985627157874483,3.9938776135543486,-0.216417427214045,-12.399805192444466,-48.782122386445423,-0.85140865175430624,0.32509887150176331,18.626793261516916,-0.77527196852937663,0.63162756020663413,-0.88714556498575525,-50.82969668743268,null,{"$f":"IF(Z7168<0,0,epw!O7168*SIN(RADIANS(SolarPosition!Z7168)))+epw!P7168","v":0},219.44444444444443,0.79,18.889043828129918,18.889043828129918,0.32373650063088522,0.99560579436162577,0.49588624085669269,1.1399999999999999,0.42,316.66666666666669,116.66666666666666,null,null,null,null,null,null,null,null,null,null,null,null,298.49999999999636,10.757102453435028,{"$f":"(epw!G7172+273.15)^4*(5.67/(10^8))-epw!M7172","v":62.797728776966665}]
[43.462000000000003,0.75855499950177552,142.22399999999999,2.4822770753564147,299,0.875,3.3152000000000008,299,291.42693888000002,5.0863596124642765,{"$f":"epw!A7181-1968","v":37},13.040423731524267,0.22759832997030352,289.63162398223312,5.0550254563881385,1.7953148977669002,3.1334156076137799E-2,-3.8372158202079287E-2,-2.1985627157874483,3.9938776135543486,-0.216417427214045,-12.399805192444466,146.21787761355435,2.5519833896346324,-0.82849633295507041,-47.469343220390954,0.80336985194966248,-0.59548037833196232,2.2086597972205224,126.54688476095617,null,{"$f":"IF(Z7181<0,0,epw!O7181*SIN(RADIANS(SolarPosition!Z7181)))+epw!P7181","v":0},0,0,-47.429419823042544,"-","-","-","-",0,0,0,0,null,null,null,null,null,null,null,null,null,null,null,null,299.04166666666328,10.755825812663804,{"$f":"(epw!G7185+273.15)^4*(5.67/(10^8))-epw!M7185","v":56.053231170787569}]
[43.462000000000003,0.75855499950177552,142.22399999999999,2.4822770753564147,300,0.58333333333333404,3.3152000000000008,300,292.41253888,5.1035615775719316,{"$f":"epw!A7198-1968","v":37},13.040470821302044,0.22759915184196977,290.62901853826185,5.0724332753323074,1.7835203417381535,3.1128302239625226E-2,-3.9013940518013525E-2,-2.2353341338566115,4.0188544755947646,-0.22235603191447739,-12.740062177975792,41.242854475595024,0.71982360352001251,0.39048410676073753,22.373091284326115,0.69536534220118873,0.71865641363966404,0.76892814423853217,44.0563374136945,null,{"$f":"IF(Z7198<0,0,epw!O7198*SIN(RADIANS(SolarPosition!Z7198)))+epw!P7198","v":391.04472746660713},194.44444444444446,0.70000000000000007,22.052100552294142,22.052100552294142,0.37544955097578364,1.1869946688683757,0.3788725017751805,0.49,0.52,136.11111111111111,144.44444444444443,null,null,null,null,null,null,null,null,null,null,null,null,299.74999999999693,10.753736608335529,{"$f":"(epw!G7202+273.15)^4*(5.67/(10^8))-epw!M7202","v":84.351145382627749}]
[43.462000000000003,0.75855499950177552,142.22399999999999,2.4822770753564147,301,0.41666666666666702,3.3152000000000008,301,293.39813888000003,5.1207635426795886,{"$f":"epw!A7218-1968","v":37},13.040517911079823,0.22759997371363605,291.62695335287401,5.0898505235675682,1.771185527126022,3.0913019112020421E-2,-3.9611214896934838E-2,-2.2695554349801004,4.0407409621061223,-0.22823717657707576,-13.077026945848571,-18.735259037893755,-0.32699195642527107,0.53973246000060959,30.924392024248451,-0.36471127635428696,0.93112066076316191,-0.37332270235657283,-21.389815241450254,null,{"$f":"IF(Z7218<0,0,epw!O7218*SIN(RADIANS(SolarPosition!Z7218)))+epw!P7218","v":111},141.66666666666666,0.51,30.962314164804713,30.962314164804713,0.51447416868797269,1.7462470844417928,0.20144349000616307,7.0000000000000007E-2,0.47,19.444444444444443,130.55555555555554,null,null,null,null,null,null,null,null,null,null,null,null,300.58333333333064,10.750670069416525,{"$f":"(epw!G7222+273.15)^4*(5.67/(10^8))-epw!M7222","v":78.917400283616701}]
[43.462000000000003,0.75855499950177552,142.22399999999999,2.4822770753564147,302,4.1666666666666664E-2,3.3152000000000008,302,294.38373888000001,5.1379655077872446,{"$f":"epw!A7233-1968","v":37},13.040565000857601,0.2276007955853023,292.62542520188362,5.1072771448212615,1.7583136781163944,3.0688362965982846E-2,-4.0163035168616287E-2,-2.30117240759721,4.0594860857136048,-0.23405891251029401,-13.410587844261633,-153.71651391428639,-2.6828592824919744,-0.91503161163472624,-52.427449467723648,-0.70640042806245551,-0.70781242941416278,-2.3571929260890676,-135.05720616299658,null,{"$f":"IF(Z7233<0,0,epw!O7233*SIN(RADIANS(SolarPosition!Z7233)))+epw!P7233","v":0},0,0,-51.77351643955258,"-","-","-","-",0,0,0,0,null,null,null,null,null,null,null,null,null,null,null,null,301.20833333333093,10.747938708659508,{"$f":"(epw!G7237+273.15)^4*(5.67/(10^8))-epw!M7237","v":66.041770216693521}]
[43.462000000000003,0.75855499950177552,142.22399999999999,2.4822770753564147,302,0.75,3.3152000000000008,302,294.38373888000001,5.1379655077872446,{"$f":"epw!A7250-1968","v":37},13.040565000857601,0.2276007955853023,292.62542520188362,5.1072771448212615,1.7583136781163944,3.0688362965982846E-2,-4.0163035168616287E-2,-2.30117240759721,4.0594860857136048,-0.23405891251029401,-13.410587844261633,101.28348608571359,1.767730310093566,-0.3022647277107004,-17.318493193494152,0.9992315666454884,3.9195359664159601E-2,1.5315909243698895,87.753695906935135,null,{"$f":"IF(Z7250<0,0,epw!O7250*SIN(RADIANS(SolarPosition!Z7250)))+epw!P7250","v":31},0,0,-17.586601594531356,"-","-","-","-",0,0,0,0,null,null,null,null,null,null,null,null,null,null,null,null,301.91666666666458,10.744396533949367,{"$f":"(epw!G7254+273.15)^4*(5.67/(10^8))-epw!M7254","v":63.157948537921072}]
[43.462000000000003,0.75855499950177552,142.22399999999999,2.4822770753564147,303,0.45833333333333398,3.3152000000000008,303,295.36933887999999,5.1551674728948997,{"$f":"epw!A7267-1968","v":37},13.040612090635378,0.22760161745696852,293.62443068688111,5.1247130797799505,1.7449081931188744,3.0454393114949421E-2,-4.0668496629939085E-2,-2.3301332160375212,4.0750414091563956,-0.23981928592549367,-13.740632929371932,-3.7009585908433751,-6.4593912890186553E-2,0.57067381453140531,32.697201051281034,-7.4508497776493529E-2,0.99722037873234926,-7.4577609759669317E-2,-4.2729822854027102,null,{"$f":"IF(Z7267<0,0,epw!O7267*SIN(RADIANS(SolarPosition!Z7267)))+epw!P7267","v":376.15474570800455},361.11111111111109,1.3,32.606191167845786,32.606191167845786,0.53886181411945722,1.8511065195059413,0.49024432881026431,0.97,0.78,269.44444444444446,216.66666666666666,null,null,null,null,null,null,null,null,null,null,null,null,302.62499999999824,10.74038032016891,{"$f":"(epw!G7271+273.15)^4*(5.67/(10^8))-epw!M7271","v":75.089674614169439}]
[43.462000000000003,0.75855499950177552,142.22399999999999,2.4822770753564147,304,0.16666666666666699,3.3152000000000008,304,296.35493888000002,5.1723694380025567,{"$f":"epw!A7284-1968","v":37},13.040659180413156,0.22760243932863478,294.62396623575387,5.1421582660985097,1.730972644246151,3.0211171904047814E-2,-4.1126737982460949E-2,-2.3563885115353904,4.0873611557815419,-0.24551633863238975,-14.067050005140658,-108.68863884421835,-1.8969746073426144,-0.40366624984310523,-23.128372447883358,-0.9991734045018712,-4.0651048401487914E-2,-1.6114585795589298,-92.329775468873265,null,{"$f":"IF(Z7284<0,0,epw!O7284*SIN(RADIANS(SolarPosition!Z7284)))+epw!P7284","v":0},0,0,-22.602671545449788,"-","-","-","-",0,0,0,0,null,null,null,null,null,null,null,null,null,null,null,null,303.33333333333189,10.735890664437029,{"$f":"(epw!G7288+273.15)^4*(5.67/(10^8))-epw!M7288","v":59.906052404492016}]
[43.462000000000003,0.75855499950177552,142.22399999999999,2.4822770753564147,304,0.91666666666666696,3.3152000000000008,304,296.35493888000002,5.1723694380025567,{"$f":"epw!A7302-1968","v":37},13.040659180413156,0.22760243932863478,294.62396623575387,5.1421582660985097,1.730972644246151,3.0211171904047814E-2,-4.1126737982460949E-2,-2.3563885115353904,4.0873611557815419,-0.24551633863238975,-14.067050005140658,161.31136115578164,2.8154143730420751,-0.98656165136450802,-56.525818852643248,0.56352089369524461,-0.82610181114007553,2.5429509606133065,145.7003575518809,null,{"$f":"IF(Z7302<0,0,epw!O7302*SIN(RADIANS(SolarPosition!Z7302)))+epw!P7302","v":0},0,0,-56.314213002541777,"-","-","-","-",0,0,0,0,null,null,null,null,null,null,null,null,null,null,null,null,304.08333333333223,{"$f":"$BE$2+(1/2)*$BF$2*EXP(-1*BE$4*(PI()/(365*$BI$2))^0.5)*COS(2*PI()/365*($BD7302-$BH$2-BE$4/2*(365/(PI()*$BI$2))^0.5))","v":10.730621618940736},{"$f":"(epw!G7306+273.15)^4*(5.67/(10^8))-epw!M7306","v":59.226032673916961}]
[43.462000000000003,0.75855499950177552,142.22399999999999,2.4822770753564147,305,0.625,3.3152000000000008,305,297.34053888,5.1895714031102127,{"$f":"epw!A7319-1968","v":37},13.040706270190933,0.22760326120030103,295.62402810327541,5.1596126384104029,1.71651077672459,2.9958764699809341E-2,-4.1536943287302397E-2,-2.379891544236683,4.096402320961273,-0.2511481087894441,-14.389726666327601,56.320402320961264,0.9829764565486302,0.22072062840588938,12.646360459132813,0.82608606494270731,0.56354397637404752,0.97212669186442802,55.698756595846383,null,{"$f":"IF(Z7319<0,0,epw!O7319*SIN(RADIANS(SolarPosition!Z7319)))+epw!P7319","v":210.13455977358453},66.666666666666671,0.24000000000000002,12.296370967391484,12.296370967391484,0.21296850118045943,0.61579725974409638,0.22900370156166278,0.12,0.21,33.333333333333336,58.333333333333329,null,null,null,null,null,null,null,null,null,null,null,null,304.79166666666589,10.725159409738851,{"$f":"(epw!G7323+273.15)^4*(5.67/(10^8))-epw!M7323","v":66.311634802301171}]
[43.462000000000003,0.75855499950177552,142.22399999999999,2.4822770753564147,306,0.29166666666666702,3.3152000000000008,306,298.32613888000003,5.2067733682178687,{"$f":"epw!A7335-1968","v":37},13.040753359968711,0.22760408307196731,296.62461237176655,5.1770761283392321,1.7015265082334849,2.9697239878636716E-2,-4.1898343933084108E-2,-2.4005982759532776,4.1021247841867625,-0.25671263171038672,-14.708550344701424,-63.673875215813105,-1.1113187700199536,0.13711959669651225,7.8563741792461377,-0.87512705517038591,0.48389320857892648,-1.0656983228184989,-61.060016131670338,null,{"$f":"IF(Z7335<0,0,epw!O7335*SIN(RADIANS(SolarPosition!Z7335)))+epw!P7335","v":0},58.333333333333329,0.21,8.187112459022579,8.187112459022579,0.14240629970941007,0.39515951939603355,0.29966548732499027,0.28000000000000003,0.17,77.777777777777771,47.222222222222221,null,null,null,null,null,null,null,null,null,null,null,null,305.45833333333286,10.7195880719652,{"$f":"(epw!G7339+273.15)^4*(5.67/(10^8))-epw!M7339","v":63.220250928322457}]
[43.462000000000003,0.75855499950177552,142.22399999999999,2.4822770753564147,307,8.3333333333333329E-2,3.3152000000000008,307,299.31173888000001,5.2239753333255248,{"$f":"epw!A7354-1968","v":37},13.04080044974649,0.22760490494363356,297.62571495182618,5.1945486645114833,1.6860239281738245,2.9426668814041625E-2,-4.2210220612232431E-2,-2.4184674933970323,4.1044914215708568,-0.26220794072786552,-15.023408358523142,-138.67150857842915,-2.4202744034011503,-0.78204053566310605,-44.807622101646118,-0.89897706830072133,-0.43799569709009767,-2.0241642487824407,-115.97606849650263,null,{"$f":"IF(Z7354<0,0,epw!O7354*SIN(RADIANS(SolarPosition!Z7354)))+epw!P7354","v":0},0,0,-44.186217486979842,"-","-","-","-",0,0,0,0,null,null,null,null,null,null,null,null,null,null,null,null,306.24999999999989,10.712431023366493,{"$f":"(epw!G7358+273.15)^4*(5.67/(10^8))-epw!M7358","v":62.590381251847987}]
[{"$f":"A7370","v":43.462000000000003},0.75855499950177552,{"$f":"C7370","v":142.22399999999999},2.4822770753564147,307,0.79166666666666696,3.3152000000000008,307,{"$f":"0.9856*(H7371-G7371)","v":299.31173888000001},5.2239753333255248,{"$f":"epw!A7371-1968","v":37},13.04080044974649,0.22760490494363356,297.62571495182618,5.1945486645114833,1.6860239281738245,2.9426668814041625E-2,-4.2210220612232431E-2,-2.4184674933970323,4.1044914215708568,-0.26220794072786552,-15.023408358523142,116.32849142157096,2.030315189184392,-0.51119660031041436,-29.289407699222775,0.99251501360149519,-0.12212267510836705,1.6932246126168589,97.014624070619774,null,{"$f":"IF(Z7371<0,0,epw!O7371*SIN(RADIANS(SolarPosition!Z7371)))+epw!P7371","v":0},0,0,-29.518278400094925,"-","-","-","-",0,0,0,0,null,null,null,null,null,null,null,null,null,null,null,null,306.95833333333354,10.705530416339153,{"$f":"(epw!G7375+273.15)^4*(5.67/(10^8))-epw!M7375","v":68.535792639548674}]
[43.462000000000003,0.75855499950177552,142.22399999999999,2.4822770753564147,308,0.5,3.3152000000000008,308,300.29733887999998,5.2411772984331808,{"$f":"epw!A7388-1968","v":37},13.040847539524266,0.22760572681529981,298.62733158313409,5.2120301725705405,1.6700072968658901,2.9147125862640164E-2,-4.2471905300559047E-2,-2.4334609216013439,4.103468218467234,-0.26763206811516599,-15.334187965356781,11.327468218467224,0.19770161632726943,0.52874314367854547,30.294750579259951,0.21938222934616519,0.97563898930245008,0.22118122942360596,12.672750953487405,null,{"$f":"IF(Z7388<0,0,epw!O7388*SIN(RADIANS(SolarPosition!Z7388)))+epw!P7388","v":451.91201305841776},250,0.9,30.082044979531229,30.082044979531229,0.5012395963834172,1.6901889761878803,0.36487471838511309,0.41,0.69,113.88888888888889,191.66666666666666,null,null,null,null,null,null,null,null,null,null,null,null,307.6666666666672,10.698161548741886,{"$f":"(epw!G7392+273.15)^4*(5.67/(10^8))-epw!M7392","v":63.152682930749222}]
[43.462000000000003,0.75855499950177552,142.22399999999999,2.4822770753564147,309,4.1666666666666664E-2,3.3152000000000008,309,301.28293888000002,5.2583792635408368,{"$f":"epw!A7401-1968","v":37},13.040894629302045,0.22760654868696609,299.6294578353245,5.229520575191934,1.6534810446755159,2.8858688348903209E-2,-4.268278323459769E-2,-2.4455433372141959,4.0990243818897119,-0.27298304606675494,-15.640776418250384,-153.6769756181103,-2.6821692090430727,-0.94745491995615427,-54.285168192392881,-0.73149555072168826,-0.68184621380071786,-2.3210798915639241,-132.98808169929561,null,{"$f":"IF(Z7401<0,0,epw!O7401*SIN(RADIANS(SolarPosition!Z7401)))+epw!P7401","v":0},0,0,-53.63897867925369,"-","-","-","-",0,0,0,0,null,null,null,null,null,null,null,null,null,null,null,null,308.20833333333411,10.692211256692289,{"$f":"(epw!G7405+273.15)^4*(5.67/(10^8))-epw!M7405","v":63.097697627252728}]
[43.462000000000003,0.75855499950177552,142.22399999999999,2.4822770753564147,309,0.29166666666666702,3.3152000000000008,309,301.28293888000002,5.2583792635408368,{"$f":"epw!A7407-1968","v":37},13.040894629302045,0.22760654868696609,299.6294578353245,5.229520575191934,1.6534810446755159,2.8858688348903209E-2,-4.268278323459769E-2,-2.4455433372141959,4.0990243818897119,-0.27298304606675494,-15.640776418250384,-63.676975618110156,-1.1113728822481737,0.1248076452355202,7.1509513229613644,-0.8698851406108532,0.49325433819119752,-1.0549694123404305,-60.445294842503337,null,{"$f":"IF(Z7407<0,0,epw!O7407*SIN(RADIANS(SolarPosition!Z7407)))+epw!P7407","v":0},63.888888888888886,0.23,7.4749990225491416,7.4749990225491416,0.13009356346427495,0.35835110997933078,0.3592681032519664,0.48,0.17,133.33333333333334,47.222222222222221,null,null,null,null,null,null,null,null,null,null,null,null,308.45833333333422,10.689372970057221,{"$f":"(epw!G7411+273.15)^4*(5.67/(10^8))-epw!M7411","v":63.367403361154516}]
[43.462000000000003,0.75855499950177552,142.22399999999999,2.4822770753564147,309,0,3.3152000000000008,309,301.28293888000002,5.2583792635408368,{"$f":"epw!A7424-1968","v":37},13.040894629302045,0.22760654868696609,299.6294578353245,5.229520575191934,1.6534810446755159,2.8858688348903209E-2,-4.268278323459769E-2,-2.4455433372141959,4.0990243818897119,-0.27298304606675494,-15.640776418250384,-168.6769756181103,-2.9439685968422222,-1.0568345268032997,-60.552158029534553,-0.38457680421695406,-0.92309299729673699,-2.7468433289577545,-157.38252973294456,null,{"$f":"IF(Z7424<0,0,epw!O7424*SIN(RADIANS(SolarPosition!Z7424)))+epw!P7424","v":0},0,0,-59.94606116688395,"-","-","-","-",0,0,0,0,null,null,null,null,null,null,null,null,null,null,null,null,309.16666666666788,10.681016193809503,{"$f":"(epw!G7428+273.15)^4*(5.67/(10^8))-epw!M7428","v":66.128204053159379}]
[43.462000000000003,0.75855499950177552,142.22399999999999,2.4822770753564147,311,0.125,3.3152000000000008,311,303.25413888000003,5.2927831937561489,{"$f":"epw!A7451-1968","v":37},13.0409888088576,0.22760819243029856,301.63522063640505,5.2645277400848132,1.618918243594976,2.8255453671335935E-2,-4.2949937889966198E-2,-2.4608501714440836,4.0797684150390596,-0.2834576883464901,-16.240929212788501,-123.69623158496096,-2.1589065134669725,-0.61749719692460314,-35.379983244938437,-0.97971274817464704,-0.20040691371327685,-1.7725695697716399,-101.56075524123509,null,{"$f":"IF(Z7451<0,0,epw!O7451*SIN(RADIANS(SolarPosition!Z7451)))+epw!P7451","v":0},0,0,-34.813112238878368,"-","-","-","-",0,0,0,0,null,null,null,null,null,null,null,null,null,null,null,null,310.29166666666839,10.666789238121964,{"$f":"(epw!G7455+273.15)^4*(5.67/(10^8))-epw!M7455","v":67.745558780087663}]
[43.462000000000003,0.75855499950177552,142.22399999999999,2.4822770753564147,311,0.45833333333333398,3.3152000000000008,311,303.25413888000003,5.2927831937561489,{"$f":"epw!A7459-1968","v":37},13.0409888088576,0.22760819243029856,301.63522063640505,5.2645277400848132,1.618918243594976,2.8255453671335935E-2,-4.2949937889966198E-2,-2.4608501714440836,4.0797684150390596,-0.2834576883464901,-16.240929212788501,-3.696231584960711,-6.4511411073772923E-2,0.52710558384719297,30.200925312223298,-7.1614557957822594E-2,0.99743238121113009,-7.1675913939480029E-2,-4.1067273614751114,null,{"$f":"IF(Z7459<0,0,epw!O7459*SIN(RADIANS(SolarPosition!Z7459)))+epw!P7459","v":352.43866490023657},333.33333333333331,1.2,30.090647509183469,30.090647509183469,0.50136951029148102,1.690736364853884,0.48637356366176737,0.97,0.71,269.44444444444446,197.22222222222223,null,null,null,null,null,null,null,null,null,null,null,null,310.62500000000188,10.662349547630772,{"$f":"(epw!G7463+273.15)^4*(5.67/(10^8))-epw!M7463","v":70.497533805721503}]
[43.462000000000003,0.75855499950177552,142.22399999999999,2.4822770753564147,312,0.16666666666666699,3.3152000000000008,312,304.23973888,5.309985158863805,{"$f":"epw!A7476-1968","v":37},13.041035898635378,0.22760901430196487,302.63884748320191,5.2820443330228279,1.6008913967980902,2.7940825840977682E-2,-4.3005269030945981E-2,-2.4640204122978684,4.0649118090959586,-0.28857742632931638,-16.53426859141727,-108.71108819090392,-1.8973664223571993,-0.4323180107705174,-24.769997424641915,-0.99998496378341106,-5.4838131888464902E-3,-1.576280167469176,-90.314200926158392,null,{"$f":"IF(Z7476<0,0,epw!O7476*SIN(RADIANS(SolarPosition!Z7476)))+epw!P7476","v":0},0,0,-24.258699662441678,"-","-","-","-",0,0,0,0,null,null,null,null,null,null,null,null,null,null,null,null,311.33333333333553,10.652575799743483,{"$f":"(epw!G7480+273.15)^4*(5.67/(10^8))-epw!M7480","v":53.048580968219369}]
[43.462000000000003,0.75855499950177552,142.22399999999999,2.4822770753564147,312,0.875,3.3152000000000008,312,304.23973888,5.309985158863805,{"$f":"epw!A7493-1968","v":37},13.041035898635378,0.22760901430196487,302.63884748320191,5.2820443330228279,1.6008913967980902,2.7940825840977682E-2,-4.3005269030945981E-2,-2.4640204122978684,4.0649118090959586,-0.28857742632931638,-16.53426859141727,146.28891180909594,2.5532231702283386,-0.88604202442487656,-50.766468470772828,0.84121788764981908,-0.54069627842068291,2.1420609190567999,122.73105012186889,null,{"$f":"IF(Z7493<0,0,epw!O7493*SIN(RADIANS(SolarPosition!Z7493)))+epw!P7493","v":0},0,0,-50.80083450351048,"-","-","-","-",0,0,0,0,null,null,null,null,null,null,null,null,null,null,null,null,312.04166666666919,10.642341664423371,{"$f":"(epw!G7497+273.15)^4*(5.67/(10^8))-epw!M7497","v":61.929283684026927}]
[43.462000000000003,0.75855499950177552,142.22399999999999,2.4822770753564147,313,0.91666666666666696,3.3152000000000008,313,305.22533887999998,5.327187123971461,{"$f":"epw!A7518-1968","v":37},13.041082988413155,0.22760983617363106,303.64296454894424,5.2995694818954959,1.5823743310557461,2.7617642075965527E-2,-4.3007906095092377E-2,-2.4641715049437622,4.0465458359995079,-0.29361616456626327,-16.822967026465516,161.2705458359996,2.8147020113266241,-1.0295316825466425,-58.987820284925093,0.59655639620582168,-0.80257115955279834,2.5023891367924351,143.37633623759177,null,{"$f":"IF(Z7518<0,0,epw!O7518*SIN(RADIANS(SolarPosition!Z7518)))+epw!P7518","v":0},0,0,-58.825486157176002,"-","-","-","-",0,0,0,0,null,null,null,null,null,null,null,null,null,null,null,null,313.08333333333633,10.626458336049904,{"$f":"(epw!G7522+273.15)^4*(5.67/(10^8))-epw!M7522","v":62.103903773795764}]
[43.462000000000003,0.75855499950177552,142.22399999999999,2.4822770753564147,314,0.33333333333333398,3.3152000000000008,314,306.21093888000001,5.3443890890791179,{"$f":"epw!A7528-1968","v":37},13.041130078190934,0.22761065804529734,304.64756656865302,5.3171030948115989,1.5633723113469955,2.7285994267518977E-2,-4.2957529765242149E-2,-2.461285153855985,4.0246574652029805,-0.29857195165892009,-17.10691271104016,-48.751342534796791,-0.85087144199976217,0.2578954321164032,14.776319815972528,-0.74316874672764022,0.66910403816392305,-0.83779379141455601,-48.002048350317679,null,{"$f":"IF(Z7528<0,0,epw!O7528*SIN(RADIANS(SolarPosition!Z7528)))+epw!P7528","v":0},119.44444444444444,0.43,15.002166953604291,15.002166953604291,0.25885557669109949,0.76816555010134835,0.33756511956733776,0.37,0.33,102.77777777777777,91.666666666666671,null,null,null,null,null,null,null,null,null,null,null,null,313.50000000000318,10.619828282030863,{"$f":"(epw!G7532+273.15)^4*(5.67/(10^8))-epw!M7532","v":53.56834241109226}]
[43.462000000000003,0.75855499950177552,142.22399999999999,2.4822770753564147,315,4.1666666666666664E-2,3.3152000000000008,315,307.19653887999999,5.3615910541867731,{"$f":"epw!A7545-1968","v":37},13.041177167968712,0.22761147991696362,305.65264811405234,5.3346450770298501,1.5438907659476513,2.6945977156923668E-2,-4.2853885440472084E-2,-2.4553467714761772,3.9992375374238285,-0.30344284327127796,-17.38599424289394,-153.77676246257619,-2.6839108180291777,-0.97361096213209375,-55.783799017840387,-0.74990090610739235,-0.66155017271504879,-2.2936803777696197,-131.41820519817151,null,{"$f":"IF(Z7545<0,0,epw!O7545*SIN(RADIANS(SolarPosition!Z7545)))+epw!P7545","v":0},0,0,-55.145765081647433,"-","-","-","-",0,0,0,0,null,null,null,null,null,null,null,null,null,null,null,null,314.20833333333684,10.608195638556344,{"$f":"(epw!G7549+273.15)^4*(5.67/(10^8))-epw!M7549","v":56.152946785817164}]
[43.462000000000003,0.75855499950177552,142.22399999999999,2.4822770753564147,315,0,3.3152000000000008,315,307.19653887999999,5.3615910541867731,{"$f":"epw!A7568-1968","v":37},13.041177167968712,0.22761147991696362,305.65264811405234,5.3346450770298501,1.5438907659476513,2.6945977156923668E-2,-4.2853885440472084E-2,-2.4553467714761772,3.9992375374238285,-0.30344284327127796,-17.38599424289394,-168.77676246257619,-2.9457102058283273,-1.0864195299806303,-62.247253848476731,-0.39887755407279551,-0.91700419674988576,-2.7313001696166737,-156.49197230240128,null,{"$f":"IF(Z7568<0,0,epw!O7568*SIN(RADIANS(SolarPosition!Z7568)))+epw!P7568","v":0},0,0,-61.649985112080934,"-","-","-","-",0,0,0,0,null,null,null,null,null,null,null,null,null,null,null,null,315.16666666667061,10.591735396566644,{"$f":"(epw!G7572+273.15)^4*(5.67/(10^8))-epw!M7572","v":73.041770216693521}]
[43.462000000000003,0.75855499950177552,142.22399999999999,2.4822770753564147,316,0.5,3.3152000000000008,316,308.18213888000002,5.37879301929443,{"$f":"epw!A7580-1968","v":37},13.041224257746489,0.22761230178862982,306.65820359494546,5.3521953309829096,1.5239352850545629,2.6597688311520457E-2,-4.2696785008598186E-2,-2.4463455797701203,3.9702808648246832,-0.30822690352926219,-17.660100704612702,11.194280864824673,0.19537705848418882,0.48904854927940783,28.020417850705726,0.2095508627629229,0.97779774795982977,0.21111560161121479,12.096032961687891,null,{"$f":"IF(Z7580<0,0,epw!O7580*SIN(RADIANS(SolarPosition!Z7580)))+epw!P7580","v":415.15835135777121},422.22222222222223,1.52,27.787558921710982,27.787558921710982,0.46619455339862498,1.5446192318129695,0.66255666572791816,2.4900000000000002,0.36,691.66666666666663,100,null,null,null,null,null,null,null,null,null,null,null,null,315.66666666667084,10.582819190448234,{"$f":"(epw!G7584+273.15)^4*(5.67/(10^8))-epw!M7584","v":76.974677119065234}]
[43.462000000000003,0.75855499950177552,142.22399999999999,2.4822770753564147,317,0.20833333333333401,3.3152000000000008,317,309.16773888,5.395994984402086,{"$f":"epw!A7597-1968","v":37},13.041271347524267,0.22761312366029612,307.66422726066264,5.3697537563026572,1.5035116193373597,2.6241228099428568E-2,-4.2486108557746489E-2,-2.4342747082935228,3.9377863276308824,-0.31292220647864094,-17.92912174714743,-93.838213672368894,-1.6377857927727968,-0.26093321595401453,-14.950372008940711,-0.98256417306078203,0.18592376345529774,-1.3837843920871162,-79.285005422668078,null,{"$f":"IF(Z7597<0,0,epw!O7597*SIN(RADIANS(SolarPosition!Z7597)))+epw!P7597","v":0},0,0,-14.506285418983174,"-","-","-","-",0,0,0,0,null,null,null,null,null,null,null,null,null,null,null,null,316.37500000000449,10.569804219108637,{"$f":"(epw!G7601+273.15)^4*(5.67/(10^8))-epw!M7601","v":51.583214014623309}]
[43.462000000000003,0.75855499950177552,142.22399999999999,2.4822770753564147,317,0.91666666666666696,3.3152000000000008,317,309.16773888,5.395994984402086,{"$f":"epw!A7614-1968","v":37},13.041271347524267,0.22761312366029612,307.66422726066264,5.3697537563026572,1.5035116193373597,2.6241228099428568E-2,-4.2486108557746489E-2,-2.4342747082935228,3.9377863276308824,-0.31292220647864094,-17.92912174714743,161.16178632763098,2.8128037998127411,-1.0458411430058061,-59.922283535370667,0.6129933995504161,-0.79008802807511469,2.4817489145417522,142.19373861441562,null,{"$f":"IF(Z7614<0,0,epw!O7614*SIN(RADIANS(SolarPosition!Z7614)))+epw!P7614","v":0},0,0,-59.785041149130919,"-","-","-","-",0,0,0,0,null,null,null,null,null,null,null,null,null,null,null,null,317.08333333333815,10.556341166572089,{"$f":"(epw!G7618+273.15)^4*(5.67/(10^8))-epw!M7618","v":53.997220879750103}]
[43.462000000000003,0.75855499950177552,142.22399999999999,2.4822770753564147,318,4.1666666666666664E-2,3.3152000000000008,318,310.15333887999998,5.4131969495097412,{"$f":"epw!A7617-1968","v":37},13.041318437302046,0.22761394553196235,308.6707132015801,5.3873202498466997,1.482625678419879,2.5876699663041531E-2,-4.2221806018061372E-2,-2.4191312882549765,3.9017569666748555,-0.31752683760021239,-18.192947676628066,-153.87424303332514,-2.6856121749454704,-0.98606796539056618,-56.497532729931571,-0.75788197239601673,-0.65239168903130929,-2.2815322479795874,-130.7221686322255,null,{"$f":"IF(Z7617<0,0,epw!O7617*SIN(RADIANS(SolarPosition!Z7617)))+epw!P7617","v":0},0,0,-55.864102599580804,"-","-","-","-",0,0,0,0,null,null,null,null,null,null,null,null,null,null,null,null,317.2083333333382,10.553918969867276,{"$f":"(epw!G7621+273.15)^4*(5.67/(10^8))-epw!M7621","v":59.279330863034545}]
[43.462000000000003,0.75855499950177552,142.22399999999999,2.4822770753564147,319,0.375,3.3152000000000008,319,311.13893888000001,5.4303989146173981,{"$f":"epw!A7649-1968","v":37},13.041365527079822,0.2276147674036286,309.67765535071084,5.4048947057261394,1.4612835292891759,2.5504208891259116E-2,-4.1903898724350054E-2,-2.4009165420488925,3.8622000713380684,-0.32203889538089808,-18.451469544380522,-33.913799928661945,-0.59190747061776894,0.361494460888165,20.712106926248865,-0.56583234068897426,0.82452032250905538,-0.60144238907247682,-34.460110514118107,null,{"$f":"IF(Z7649<0,0,epw!O7649*SIN(RADIANS(SolarPosition!Z7649)))+epw!P7649","v":8.7807950124495644},288.88888888888886,1.04,20.821169959803036,20.821169959803036,0.35545234269422304,1.1119196992317604,0.59456397756642076,1.92,0.36,533.33333333333337,100,null,null,null,null,null,null,null,null,null,null,null,null,318.54166666667214,10.527220806175919,{"$f":"(epw!G7653+273.15)^4*(5.67/(10^8))-epw!M7653","v":64.817544503266106}]
[43.462000000000003,0.75855499950177552,142.22399999999999,2.4822770753564147,319,0.41666666666666702,3.3152000000000008,319,311.13893888000001,5.4303989146173981,{"$f":"epw!A7650-1968","v":37},13.041365527079822,0.2276147674036286,309.67765535071084,5.4048947057261394,1.4612835292891759,2.5504208891259116E-2,-4.1903898724350054E-2,-2.4009165420488925,3.8622000713380684,-0.32203889538089808,-18.451469544380522,-18.91379992866181,-0.3301080828186172,0.44851688889177765,25.698124773836934,-0.34123253810767185,0.93997891196377203,-0.3482278261396472,-19.951984746817192,null,{"$f":"IF(Z7650<0,0,epw!O7650*SIN(RADIANS(SolarPosition!Z7650)))+epw!P7650","v":169.90309840642334},366.66666666666669,1.32,25.688820453909258,25.688820453909258,0.43348325828594969,1.4124980765160304,0.61879705351402581,2.0699999999999998,0.42,575,116.66666666666666,null,null,null,null,null,null,null,null,null,null,null,null,318.58333333333883,10.526361192967556,{"$f":"(epw!G7654+273.15)^4*(5.67/(10^8))-epw!M7654","v":76.089674614169439}]
[43.462000000000003,0.75855499950177552,142.22399999999999,2.4822770753564147,320,0.16666666666666699,3.3152000000000008,320,312.12453887999999,5.4476008797250541,{"$f":"epw!A7668-1968","v":37},13.041412616857601,0.22761558927529488,310.68504748536509,5.4224770153345503,1.4394913946348993,2.5123864390504031E-2,-4.1532480890235361E-2,-2.3796358677182305,3.8191272623531298,-0.32645649293907419,-18.704579240051309,-108.95687273764675,-1.9016561719483835,-0.45998042280436846,-26.354936885333476,-0.99972251399494394,2.3556209619311111E-2,-1.5472379380942172,-88.65020375532238,null,{"$f":"IF(Z7668<0,0,epw!O7668*SIN(RADIANS(SolarPosition!Z7668)))+epw!P7668","v":0},0,0,-25.858320751012386,"-","-","-","-",0,0,0,0,null,null,null,null,null,null,null,null,null,null,null,null,319.33333333333917,10.510627278445025,{"$f":"(epw!G7672+273.15)^4*(5.67/(10^8))-epw!M7672","v":48.078568035002718}]
[43.462000000000003,0.75855499950177552,142.22399999999999,2.4822770753564147,320,0.875,3.3152000000000008,320,312.12453887999999,5.4476008797250541,{"$f":"epw!A7685-1968","v":37},13.041412616857601,0.22761558927529488,310.68504748536509,5.4224770153345503,1.4394913946348993,2.5123864390504031E-2,-4.1532480890235361E-2,-2.3796358677182305,3.8191272623531298,-0.32645649293907419,-18.704579240051309,146.04312726235312,2.5489334206371543,-0.91218390045194431,-52.264287635678031,0.86446135479343411,-0.50269927995641783,2.0975147769631834,120.17874418631462,null,{"$f":"IF(Z7685<0,0,epw!O7685*SIN(RADIANS(SolarPosition!Z7685)))+epw!P7685","v":0},0,0,-52.350582554654203,"-","-","-","-",0,0,0,0,null,null,null,null,null,null,null,null,null,null,null,null,320.04166666667282,10.495315222311319,{"$f":"(epw!G7689+273.15)^4*(5.67/(10^8))-epw!M7689","v":62.352035810044924}]
[43.462000000000003,0.75855499950177552,142.22399999999999,2.4822770753564147,321,0.58333333333333404,3.3152000000000008,321,313.11013888000002,5.4648028448327111,{"$f":"epw!A7702-1968","v":37},13.041459706635377,0.22761641114696113,311.69288322888326,5.4400670673782274,1.4172556511167613,2.4735777454483535E-2,-4.1107720984204482E-2,-2.3552989177962877,3.7725545689130491,-0.33077775970219481,-18.952169587728282,40.996554568913311,0.71552485920106179,0.29915842818619942,17.140515340836753,0.64928945080253908,0.76054139208628024,0.7066497960828545,40.488050909327818,null,{"$f":"IF(Z7702<0,0,epw!O7702*SIN(RADIANS(SolarPosition!Z7702)))+epw!P7702","v":319.72202425862366},86.111111111111114,0.31,16.760805504941487,16.760805504941487,0.2883768529598898,0.86990596360413164,0.21844792848884745,0.1,0.28000000000000003,27.777777777777779,77.777777777777771,null,null,null,null,null,null,null,null,null,null,null,null,320.75000000000648,10.479566159786263,{"$f":"(epw!G7706+273.15)^4*(5.67/(10^8))-epw!M7706","v":78.847807783408996}]
[43.462000000000003,0.75855499950177552,142.22399999999999,2.4822770753564147,322,0.29166666666666702,3.3152000000000008,322,314.09573888,5.4820048099403662,{"$f":"epw!A7719-1968","v":37},13.041506796413156,0.22761723301862738,312.70115605243706,5.4576647479076206,1.3945828275629424,2.4340062032745673E-2,-4.0629862997810143E-2,-2.3279196719692719,3.7225024995322142,-0.33500084313442302,-19.194134444926579,-64.053497500467657,-1.1179444288011187,7.3835039142158221E-2,4.2304361230289,-0.85153637031559948,0.52429553691571151,-1.0189087093808689,-58.379168756645534,null,{"$f":"IF(Z7719<0,0,epw!O7719*SIN(RADIANS(SolarPosition!Z7719)))+epw!P7719","v":0},27.777777777777779,0.1,4.5247133591427326,4.5247133591427326,7.8889088257456969E-2,0.21065226429963282,0.2575904146126452,0.18,0.09,50,25,null,null,null,null,null,null,null,null,null,null,null,null,321.45833333334014,10.463382432394287,{"$f":"(epw!G7723+273.15)^4*(5.67/(10^8))-epw!M7723","v":59.211508868896487}]
[43.462000000000003,0.75855499950177552,142.22399999999999,2.4822770753564147,322,0.91666666666666696,3.3152000000000008,322,314.09573888,5.4820048099403662,{"$f":"epw!A7734-1968","v":37},13.041506796413156,0.22761723301862738,312.70115605243706,5.4576647479076206,1.3945828275629424,2.4340062032745673E-2,-4.0629862997810143E-2,-2.3279196719692719,3.7225024995322142,-0.33500084313442302,-19.194134444926579,160.94650249953233,2.8090463881861227,-1.0635371716874586,-60.936191292971806,0.63465216005398695,-0.77279792684686288,2.4540343214470286,140.60580939916554,null,{"$f":"IF(Z7734<0,0,epw!O7734*SIN(RADIANS(SolarPosition!Z7734)))+epw!P7734","v":0},0,0,-60.832675915208654,"-","-","-","-",0,0,0,0,null,null,null,null,null,null,null,null,null,null,null,null,322.08333333334042,10.448743623883061,{"$f":"(epw!G7738+273.15)^4*(5.67/(10^8))-epw!M7738","v":65.648326719719876}]
[43.462000000000003,{"$f":"A7754/180*PI()","v":0.75855499950177552},142.22399999999999,{"$f":"C7754/180*PI()","v":2.4822770753564147},323,0.75,{"$f":"3.71+0.2596*K7754-INT((K7754+3)/4)","v":3.3152000000000008},323,315.08133888000003,{"$f":"I7754/180*PI()","v":5.4992067750480231},{"$f":"epw!A7754-1968","v":37},{"$f":"12.3901+0.0172*(K7754+I7754/360)","v":13.041553886190934},{"$f":"L7754/180*PI()","v":0.22761805489029366},{"$f":"I7754+1.914*SIN(J7754)+0.02*SIN(2*J7754)","v":313.70985927690197},{"$f":"N7754/180*PI()","v":5.4752699403500165},{"$f":"I7754-N7754","v":1.3714796030980665},{"$f":"P7754/180*PI()","v":2.3936834698006282E-2},{"$f":"ATAN((0.043*SIN(2*(O7754+M7754)))/(1-0.043*COS(2*(O7754+M7754))))","v":-4.0099227596199216E-2},{"$f":"R7754/PI()*180","v":-2.2975165029967362},{"$f":"P7754-S7754","v":3.6689961060948026},{"$f":"ASIN(COS(O7754+M7754)*SIN(-23.4393*PI()/180))","v":-0.33912391051171292},{"$f":"U7754/PI()*180","v":-19.430368804293362},{"$f":"(F7754*24-12)/12*180+(C7754-135)+T7754","v":100.8929961060948},{"$f":"W7754/180*PI()","v":1.7609149742531724},{"$f":"ASIN(SIN(B7754)*SIN(U7754)+COS(B7754)*COS(U7754)*COS(X7754))","v":-0.36631871560516122},{"$f":"Y7754/PI()*180","v":-20.988516360828825},{"$f":"COS(U7754)*SIN(X7754)/COS(Y7754)","v":0.99186233757162301},{"$f":"(SIN(Y7754)*SIN(B7754)-SIN(U7754))/(COS(Y7754)*COS(B7754))","v":0.12731497675825831},{"$f":"IF(AA7754>0,PI()/2-ATAN(AB7754/AA7754),-PI()/2-ATAN(AB7754/AA7754))","v":1.4431348732015936},{"$f":"AC7754/PI()*180","v":82.685537502598521},null,{"$f":"IF(Z7754<0,0,epw!O7754*SIN(RADIANS(SolarPosition!Z7754)))+epw!P7754","v":9},0,{"$f":"AG7754*3.6/1000","v":0},-21.350524534600943,{"$f":"IF(AH7754<=0,\"-\",IF(AI7754<3,3,AI7754))","v":"-"},"-",{"$f":"IF(AK7754=\"-\",\"-\", (0.5163+0.333*AK7754+0.00803*AK7754*AK7754)*(4.921)*AK7754)","v":"-"},{"$f":"IF(AK7754=\"-\",\"-\", AH7754/(4.921)/AK7754)","v":"-"},0,0,{"$f":"AN7754*1000/3.6","v":0},{"$f":"AO7754*1000/3.6","v":0},null,null,null,null,null,null,null,null,null,null,null,null,322.91666666667413,10.428704648692715,{"$f":"(epw!G7758+273.15)^4*(5.67/(10^8))-epw!M7758","v":70.360504000049957}]
[43.462000000000003,0.75855499950177552,142.22399999999999,2.4822770753564147,324,0.45833333333333398,3.3152000000000008,324,316.06693888000001,5.5164087401556792,{"$f":"epw!A7771-1968","v":37},13.041600975968711,0.22761887676195985,314.71898607479807,5.4928825255434113,1.3479528052019418,2.3526214612267633E-2,-3.9516213141126452E-2,-2.2641122353259475,3.6120650405278893,-0.34314515074142438,-19.660768897864049,-4.1639349594718809,-7.2674374881680964E-2,0.46707448922731803,26.761396950953959,-7.6579826012488847E-2,0.99706345347119041,-7.6654874247028326E-2,-4.3920007734607873,null,{"$f":"IF(Z7771<0,0,epw!O7771*SIN(RADIANS(SolarPosition!Z7771)))+epw!P7771","v":298.46397870743471},30.555555555555554,0.11,26.615296736897498,26.615296736897498,0.44799779176703608,1.4706755083372045,4.9895737565467724E-2,0,0.11,0,30.555555555555554,null,null,null,null,null,null,null,null,null,null,null,null,323.62500000000779,10.411206567990735,{"$f":"(epw!G7775+273.15)^4*(5.67/(10^8))-epw!M7775","v":82.57119195464179}]
[43.462000000000003,0.75855499950177552,142.22399999999999,2.4822770753564147,324,0,3.3152000000000008,324,316.06693888000001,5.5164087401556792,{"$f":"epw!A7784-1968","v":37},13.041600975968711,0.22761887676195985,314.71898607479807,5.4928825255434113,1.3479528052019418,2.3526214612267633E-2,-3.9516213141126452E-2,-2.2641122353259475,3.6120650405278893,-0.34314515074142438,-19.660768897864049,-169.16393495947213,-2.9524676406723289,-1.1261510532601031,-64.523702446016301,-0.41158780299343162,-0.91137011165993442,-2.7173970600352906,-155.69538280128015,null,{"$f":"IF(Z7784<0,0,epw!O7784*SIN(RADIANS(SolarPosition!Z7784)))+epw!P7784","v":0},0,0,-63.945185019072994,"-","-","-","-",0,0,0,0,null,null,null,null,null,null,null,null,null,null,null,null,324.1666666666747,10.397539114503576,{"$f":"(epw!G7788+273.15)^4*(5.67/(10^8))-epw!M7788","v":50.724454470892567}]
[43.462000000000003,0.75855499950177552,142.22399999999999,2.4822770753564147,325,0.91666666666666696,3.3152000000000008,325,317.05253887999999,5.5336107052633343,{"$f":"epw!A7806-1968","v":37},13.041648065746489,0.22761969863362616,315.72852947229978,5.5105023817715857,1.3240094077002027,2.31083234917485E-2,-3.8881296576652846E-2,-2.2277341958386638,3.5517436035388665,-0.34706277622326387,-19.885232303686358,160.77574360353896,2.8060660832239677,-1.0726375150203014,-61.457602558063712,0.64802929305366053,-0.76161541170355362,2.4365986099995149,139.60681672041508,null,{"$f":"IF(Z7806<0,0,epw!O7806*SIN(RADIANS(SolarPosition!Z7806)))+epw!P7806","v":0},0,0,-61.375356475223271,"-","-","-","-",0,0,0,0,null,null,null,null,null,null,null,null,null,null,null,null,325.08333333334178,10.373847404910647,{"$f":"(epw!G7810+273.15)^4*(5.67/(10^8))-epw!M7810","v":76.879281572498826}]
[43.462000000000003,0.75855499950177552,142.22399999999999,2.4822770753564147,326,0.625,3.3152000000000008,326,318.03813888000002,5.5508126703709912,{"$f":"epw!A7823-1968","v":37},13.041695155524266,0.22762052050529238,316.73848235131436,5.5281293848003861,1.2996565286856594,2.2683285570604887E-2,-3.8195034167841188E-2,-2.1884142561752742,3.4880707848609336,-0.35087502474800047,-20.10365805460874,55.71207078486092,0.97235906829996444,0.14809008713097618,8.4849369803295627,0.78446370309586877,0.62017473225302944,0.90183090216901907,51.671104528760239,null,{"$f":"IF(Z7823<0,0,epw!O7823*SIN(RADIANS(SolarPosition!Z7823)))+epw!P7823","v":167},22.222222222222221,0.08,8.0642604974828291,8.0642604974828291,0.1402836555368441,0.38877816588139086,0.11588561974599969,0.02,0.08,5.5555555555555554,22.222222222222221,null,null,null,null,null,null,null,null,null,null,null,null,325.79166666667544,10.355059309649274,{"$f":"(epw!G7827+273.15)^4*(5.67/(10^8))-epw!M7827","v":54.360504000049957}]
[43.462000000000003,0.75855499950177552,142.22399999999999,2.4822770753564147,327,0.33333333333333398,3.3152000000000008,327,319.02373888,5.5680146354786473,{"$f":"epw!A7840-1968","v":37},13.041742245302045,0.22762134237695864,317.74883745162703,5.5457634079151594,1.2749014283729707,2.2251227563486992E-2,-3.7458062082945963E-2,-2.1461888660918209,3.4210902944647916,-0.35458016143008358,-20.315946749011204,-49.354909705534979,-0.86140567638609034,0.20600118294130537,11.802998357239169,-0.72692797734076597,0.68671370727491876,-0.81383778002266416,-46.62947000359496,null,{"$f":"IF(Z7840<0,0,epw!O7840*SIN(RADIANS(SolarPosition!Z7840)))+epw!P7840","v":0},19.444444444444443,7.0000000000000007E-2,11.995567553761477,11.995567553761477,0.20783601993358053,0.59919096295809782,6.8442183753336994E-2,0,7.0000000000000007E-2,0,19.444444444444443,null,null,null,null,null,null,null,null,null,null,null,null,326.50000000000909,10.335855060834334,{"$f":"(epw!G7844+273.15)^4*(5.67/(10^8))-epw!M7844","v":45.407947008849987}]
[43.462000000000003,0.75855499950177552,142.22399999999999,2.4822770753564147,327,0.79166666666666696,3.3152000000000008,327,319.02373888,5.5680146354786473,{"$f":"epw!A7851-1968","v":37},13.041742245302045,0.22762134237695864,317.74883745162703,5.5457634079151594,1.2749014283729707,2.2251227563486992E-2,-3.7458062082945963E-2,-2.1461888660918209,3.4210902944647916,-0.35458016143008358,-20.315946749011204,115.64509029446489,2.0183875894045511,-0.56264085276649489,-32.236946245161704,0.99948349044437312,-3.2136464166626251E-2,1.6029383250351759,91.841600844284912,null,{"$f":"IF(Z7851<0,0,epw!O7851*SIN(RADIANS(SolarPosition!Z7851)))+epw!P7851","v":0},0,0,-32.568060485031239,"-","-","-","-",0,0,0,0,null,null,null,null,null,null,null,null,null,null,null,null,326.95833333334264,10.323208365546387,{"$f":"(epw!G7855+273.15)^4*(5.67/(10^8))-epw!M7855","v":66.407947008849987}]
[43.462000000000003,0.75855499950177552,142.22399999999999,2.4822770753564147,328,0.79166666666666696,3.3152000000000008,328,320.00933888000003,5.5852166005863033,{"$f":"epw!A7875-1968","v":37},13.041789335079823,0.22762216424862491,318.75958737311373,5.5634043219593767,1.2497515068862981,2.1812278626926487E-2,-3.66710968098529E-2,-2.1010990773202285,3.3508505842065266,-0.35817648066997443,-20.522000663238646,115.57485058420663,2.0171616751948975,-0.5640279488467157,-32.316420996337499,0.99960833529729531,-2.7985281920498796E-2,1.5987852629035961,91.603647912089784,null,{"$f":"IF(Z7875<0,0,epw!O7875*SIN(RADIANS(SolarPosition!Z7875)))+epw!P7875","v":0},0,0,-32.652642577691999,"-","-","-","-",0,0,0,0,null,null,null,null,null,null,null,null,null,null,null,null,327.95833333334309,10.295018754741927,{"$f":"(epw!G7879+273.15)^4*(5.67/(10^8))-epw!M7879","v":67.550314229104629}]
[43.462000000000003,0.75855499950177552,142.22399999999999,2.4822770753564147,329,0.5,3.3152000000000008,329,320.99493888000001,5.6024185656939594,{"$f":"epw!A7892-1968","v":37},13.0418364248576,0.22762298612029117,319.77072457801938,5.5810519953743931,1.2242143019806235,2.1366570319566017E-2,-3.5834935397862873E-2,-2.0531905574214999,3.2774048594021234,-0.36166230814168027,-20.72172386547815,10.501404859402113,0.18328409088149905,0.4379854674759659,25.094718774437233,0.18823736949154521,0.98212356286106051,0.18936712319346016,10.849936937519191,null,{"$f":"IF(Z7892<0,0,epw!O7892*SIN(RADIANS(SolarPosition!Z7892)))+epw!P7892","v":333.27629360493006},230.55555555555557,0.83000000000000007,24.823385061311608,24.823385061311608,0.41982255353232056,1.3583934917966995,0.40175284554841312,0.56999999999999995,0.59,158.33333333333334,163.88888888888889,null,null,null,null,null,null,null,null,null,null,null,null,328.66666666667675,10.27455955110249,{"$f":"(epw!G7896+273.15)^4*(5.67/(10^8))-epw!M7896","v":47.817544503266106}]
[43.462000000000003,0.75855499950177552,142.22399999999999,2.4822770753564147,329,0.875,3.3152000000000008,329,320.99493888000001,5.6024185656939594,{"$f":"epw!A7901-1968","v":37},13.0418364248576,0.22762298612029117,319.77072457801938,5.5810519953743931,1.2242143019806235,2.1366570319566017E-2,-3.5834935397862873E-2,-2.0531905574214999,3.2774048594021234,-0.36166230814168027,-20.72172386547815,145.5014048594021,2.5394785810738436,-0.93210965836187487,-53.405949467516479,0.8886253966646287,-0.4586337366599097,2.0472534121785957,117.29898011159027,null,{"$f":"IF(Z7901<0,0,epw!O7901*SIN(RADIANS(SolarPosition!Z7901)))+epw!P7901","v":0},0,0,-53.552680354251287,"-","-","-","-",0,0,0,0,null,null,null,null,null,null,null,null,null,null,null,null,329.04166666667692,10.263564380386033,{"$f":"(epw!G7905+273.15)^4*(5.67/(10^8))-epw!M7905","v":73.237044011565217}]
[43.462000000000003,0.75855499950177552,142.22399999999999,2.4822770753564147,330,0.29166666666666702,3.3152000000000008,330,321.98053887999998,5.6196205308016154,{"$f":"epw!A7911-1968","v":37},13.041883514635378,0.22762380799195742,320.78224139330212,5.5987062942403636,1.198297486697868,2.091423656125075E-2,-3.4950455516332635E-2,-2.0025135931455864,3.2008110798434544,-0.36503600280067638,-20.915022330804454,-64.575188920156421,-1.1270496617540913,4.5542671269805907E-2,2.6094028515115881,-0.84451743752234509,0.53552805502671097,-1.005663429258755,-57.620270107179884,null,{"$f":"IF(Z7911<0,0,epw!O7911*SIN(RADIANS(SolarPosition!Z7911)))+epw!P7911","v":0},22.222222222222221,0.08,2.8846386102784733,3,5.2335956242943828E-2,0.13746473821734803,0.31062503733871,0.33,0.06,91.666666666666671,16.666666666666668,null,null,null,null,null,null,null,null,null,null,null,null,329.45833333334377,10.251215216674538,{"$f":"(epw!G7915+273.15)^4*(5.67/(10^8))-epw!M7915","v":54.797881455033973}]
[43.462000000000003,0.75855499950177552,142.22399999999999,2.4822770753564147,330,0,3.3152000000000008,330,321.98053887999998,5.6196205308016154,{"$f":"epw!A7928-1968","v":37},13.041883514635378,0.22762380799195742,320.78224139330212,5.5987062942403636,1.198297486697868,2.091423656125075E-2,-3.4950455516332635E-2,-2.0025135931455864,3.2008110798434544,-0.36503600280067638,-20.915022330804454,-169.57518892015656,-2.9596453763481398,-1.1490457921417641,-65.835474356989536,-0.41289690953866276,-0.91077776767629814,-2.7159601774037085,-155.61305549083482,null,{"$f":"IF(Z7928<0,0,epw!O7928*SIN(RADIANS(SolarPosition!Z7928)))+epw!P7928","v":0},0,0,-65.273642859563083,"-","-","-","-",0,0,0,0,null,null,null,null,null,null,null,null,null,null,null,null,330.16666666667743,10.229903765219005,{"$f":"(epw!G7932+273.15)^4*(5.67/(10^8))-epw!M7932","v":53.466836318971502}]
[43.462000000000003,0.75855499950177552,142.22399999999999,2.4822770753564147,331,0.70833333333333404,3.3152000000000008,331,322.96613888000002,5.6368224959092714,{"$f":"epw!A7945-1968","v":37},13.041930604413157,0.2276246298636237,321.79413001304141,5.6163670823182752,1.1720088669586062,2.0455413590995859E-2,-3.4018615322186682E-2,-1.9491230828403721,3.1211319497989782,-0.36829595890710043,-21.101804057100452,85.345131949799239,1.4895535530730046,-0.19391165995336185,-11.110319713703616,0.94762542385209914,0.31938386945669239,1.2457170944364442,71.374331978508053,null,{"$f":"IF(Z7945<0,0,epw!O7945*SIN(RADIANS(SolarPosition!Z7945)))+epw!P7945","v":27},0,0,-11.539125575462402,"-",{"$f":"IF(AJ7945=\"-\",\"-\", SIN(PI()*AJ7945/180))","v":"-"},"-","-",0,0,0,0,null,null,null,null,null,null,null,null,null,null,null,null,330.87500000001108,10.208194767969218,{"$f":"(epw!G7949+273.15)^4*(5.67/(10^8))-epw!M7949","v":63.79216524644022}]
[43.462000000000003,0.75855499950177552,142.22399999999999,2.4822770753564147,332,0.625,3.3152000000000008,332,323.95173887999999,5.6540244610169275,{"$f":"epw!A7967-1968","v":37},13.041977694190933,0.22762545173528995,322.80638250091033,5.634034221093092,1.1453563790896624,1.9990239923834939E-2,-3.304045312889952E-2,-1.8930785174857578,3.0384348965754202,-0.3714406080588209,-21.281979181543431,55.262434896575407,0.96451144161425284,0.13613790306015236,7.8001272771078645,0.77288138724992939,0.63455051906260751,0.88336951092501703,50.613344726539147,null,{"$f":"IF(Z7967<0,0,epw!O7967*SIN(RADIANS(SolarPosition!Z7967)))+epw!P7967","v":142.87358389060864},33.333333333333336,0.12000000000000001,7.3567117463565452,7.3567117463565452,0.12804632996080448,0.35227963110023919,0.19044112822793685,7.0000000000000007E-2,0.11,19.444444444444443,30.555555555555554,null,null,null,null,null,null,null,null,null,null,null,null,331.79166666667817,10.17951591094309,{"$f":"(epw!G7971+273.15)^4*(5.67/(10^8))-epw!M7971","v":65.511174326858907}]
[43.462000000000003,0.75855499950177552,142.22399999999999,2.4822770753564147,333,0.16666666666666699,3.3152000000000008,333,324.93733888000003,5.6712264261245835,{"$f":"epw!A7980-1968","v":37},13.042024783968712,0.22762627360695617,323.81899079271034,5.6517075698179982,1.1183480872896894,1.9518856306586028E-2,-3.2017086870213582E-2,-1.8344439499669605,2.9527920372566498,-0.37446842122871915,-21.455460097332729,-109.82320796274323,-1.9167765740523235,-0.50144671782811534,-28.730780582238502,-0.99847640028298768,5.5180413897750837E-2,-1.5155878715192008,-86.836788519265866,null,{"$f":"IF(Z7980<0,0,epw!O7980*SIN(RADIANS(SolarPosition!Z7980)))+epw!P7980","v":0},0,0,-28.258797803126559,"-","-","-","-",0,0,0,0,null,null,null,null,null,null,null,null,null,null,null,null,332.33333333334508,10.162261802052701,{"$f":"(epw!G7984+273.15)^4*(5.67/(10^8))-epw!M7984","v":49.675580273377705}]
[43.462000000000003,0.75855499950177552,142.22399999999999,2.4822770753564147,333,0.875,3.3152000000000008,333,324.93733888000003,5.6712264261245835,{"$f":"epw!A7997-1968","v":37},13.042024783968712,0.22762627360695617,323.81899079271034,5.6517075698179982,1.1183480872896894,1.9518856306586028E-2,-3.2017086870213582E-2,-1.8344439499669605,2.9527920372566498,-0.37446842122871915,-21.455460097332729,145.17679203725663,2.5338130185332148,-0.93764244714247358,-53.722954913582115,0.89822992953736325,-0.43952587373589724,2.0258670868838848,116.07363393290946,null,{"$f":"IF(Z7997<0,0,epw!O7997*SIN(RADIANS(SolarPosition!Z7997)))+epw!P7997","v":0},0,0,-53.89614223729437,"-","-","-","-",0,0,0,0,null,null,null,null,null,null,null,null,null,null,null,null,333.04166666667874,10.139357067453291,{"$f":"(epw!G8001+273.15)^4*(5.67/(10^8))-epw!M8001","v":58.657989146407033}]
[43.462000000000003,0.75855499950177552,142.22399999999999,2.4822770753564147,334,0.75,3.3152000000000008,334,325.92293888,5.6884283912322395,{"$f":"epw!A8018-1968","v":37},13.042071873746488,0.22762709547862242,324.8319466989675,5.6693869855597088,1.0909921810325045,1.9041405672531233E-2,-3.0949713352611485E-2,-1.7732879522443274,2.8642801332768322,-0.37737791080026878,-21.62216157031985,100.08828013327683,1.7468700309841094,-0.38080126823462707,-21.818305503073312,0.98588258364150028,0.16743814162955931,1.4025657773332105,80.361099530678558,null,{"$f":"IF(Z8018<0,0,epw!O8018*SIN(RADIANS(SolarPosition!Z8018)))+epw!P8018","v":10},0,0,-22.230879880454307,"-","-","-","-",0,0,0,0,null,null,null,null,null,null,null,null,null,null,null,null,333.91666666667913,10.110533082738833,{"$f":"(epw!G8022+273.15)^4*(5.67/(10^8))-epw!M8022","v":60.657989146407033}]
[43.462000000000003,0.75855499950177552,142.22399999999999,2.4822770753564147,335,0.33333333333333398,3.3152000000000008,335,326.90853887999998,5.7056303563398956,{"$f":"epw!A8032-1968","v":37},13.042118963524267,0.22762791735028867,325.84524190759021,5.6870723232448581,1.0632969724097734,1.8558033095037851E-2,-2.9839607291387172E-2,-1.7096835601242832,2.7729805325340564,-0.38016763259528363,-21.78200085518986,-50.003019467465712,-0.87271732564609827,0.1789165569722104,10.251163599519598,-0.72292214304143176,0.69092950081783555,-0.80802230764764904,-46.296267980631676,null,{"$f":"IF(Z8032<0,0,epw!O8032*SIN(RADIANS(SolarPosition!Z8032)))+epw!P8032","v":0},130.55555555555557,0.47000000000000008,10.422399736465604,10.422399736465604,0.18090365787871476,0.51348617794780571,0.52795528845247075,1.49,0.2,413.88888888888886,55.555555555555557,null,null,null,null,null,null,null,null,null,null,null,null,334.50000000001273,10.090994711757816,{"$f":"(epw!G8036+273.15)^4*(5.67/(10^8))-epw!M8036","v":71.843255846255943}]
[43.462000000000003,0.75855499950177552,142.22399999999999,2.4822770753564147,336,4.1666666666666664E-2,3.3152000000000008,336,327.89413888000001,5.7228323214475516,{"$f":"epw!A8049-1968","v":37},13.042166053302045,0.22762873922195495,326.85886798658601,5.704763435707414,1.0352708934140082,1.8068885740137722E-2,-2.868812012607477E-2,-1.6437082053883993,2.6789790988024076,-0.38283618788749457,-21.934897810830847,-155.0970209011976,-2.7069536747603609,-1.0504424639276961,-60.185919804380212,-0.7856202231665631,-0.61870903092788176,-2.2378947163217369,-128.22192223986215,null,{"$f":"IF(Z8049<0,0,epw!O8049*SIN(RADIANS(SolarPosition!Z8049)))+epw!P8049","v":0},0,0,-59.588054464431671,"-","-","-","-",0,0,0,0,null,null,null,null,null,null,null,null,null,null,null,null,335.20833333334639,10.066926098881368,{"$f":"(epw!G8053+273.15)^4*(5.67/(10^8))-epw!M8053","v":44.124236935302747}]
[43.462000000000003,0.75855499950177552,142.22399999999999,2.4822770753564147,336,0.75,3.3152000000000008,336,327.89413888000001,5.7228323214475516,{"$f":"epw!A8066-1968","v":37},13.042166053302045,0.22762873922195495,326.85886798658601,5.704763435707414,1.0352708934140082,1.8068885740137722E-2,-2.868812012607477E-2,-1.6437082053883993,2.6789790988024076,-0.38283618788749457,-21.934897810830847,99.90297909880239,1.7436359178251792,-0.38196994270854356,-21.885265618053399,0.98475723082107458,0.17393445991409787,1.3959726955283867,79.983343769277653,null,{"$f":"IF(Z8066<0,0,epw!O8066*SIN(RADIANS(SolarPosition!Z8066)))+epw!P8066","v":10},0,0,-22.306713365817352,"-","-","-","-",0,0,0,0,null,null,null,null,null,null,null,null,null,null,null,null,335.91666666668004,10.042484171252152,{"$f":"(epw!G8070+273.15)^4*(5.67/(10^8))-epw!M8070","v":66.630800368092594}]
[43.462000000000003,0.75855499950177552,142.22399999999999,2.4822770753564147,337,0.5,3.3152000000000008,337,328.87973887999999,5.7400342865552076,{"$f":"epw!A8084-1968","v":37},13.042213143079822,0.2276295610936212,327.87281638683669,5.7224601737371179,1.0069224931633016,1.7574112818089706E-2,-2.749667861196993E-2,-1.5754436350935157,2.5823661282568171,-0.38538222539545536,-22.080775014519006,9.8063661282568066,0.1711533765941298,0.41608925916888867,23.840158451102415,0.17254941200453308,0.98500086315540325,0.17341731880049593,9.9360804617431207,null,{"$f":"IF(Z8084<0,0,epw!O8084*SIN(RADIANS(SolarPosition!Z8084)))+epw!P8084","v":341.31379692983967},291.66666666666669,1.05,23.542323773937657,23.542323773937657,0.39942638245178158,1.278785091404619,0.53419422295822672,1.36,0.51,377.77777777777777,141.66666666666666,null,null,null,null,null,null,null,null,null,null,null,null,336.66666666668038,10.016201622459711,{"$f":"(epw!G8088+273.15)^4*(5.67/(10^8))-epw!M8088","v":69.872796765947385}]
[43.462000000000003,0.75855499950177552,142.22399999999999,2.4822770753564147,338,0.20833333333333401,3.3152000000000008,338,329.86533888000002,5.7572362516628646,{"$f":"epw!A8101-1968","v":37},13.0422602328576,0.22763038296528745,328.88707844493166,5.7401623861289295,0.97826043506836413,1.7073865533935154E-2,-2.6266783185532855E-2,-1.5049758179162287,2.4832362529845931,-0.38780444324813501,-22.21955787453879,-95.292763747015186,-1.6631724807105037,-0.32795343206980643,-18.79034753443025,-0.97368868514008522,0.22788230389868327,-1.3408941206049727,-76.827573884570938,null,{"$f":"IF(Z8101<0,0,epw!O8101*SIN(RADIANS(SolarPosition!Z8101)))+epw!P8101","v":0},0,0,-18.388439585288783,"-","-","-","-",0,0,0,0,null,null,null,null,null,null,null,null,null,null,null,null,337.37500000001404,9.991002609261681,{"$f":"(epw!G8105+273.15)^4*(5.67/(10^8))-epw!M8105","v":63.252557620135349}]
[43.462000000000003,0.75855499950177552,142.22399999999999,2.4822770753564147,338,0.91666666666666696,3.3152000000000008,338,329.86533888000002,5.7572362516628646,{"$f":"epw!A8118-1968","v":37},13.0422602328576,0.22763038296528745,328.88707844493166,5.7401623861289295,0.97826043506836413,1.7073865533935154E-2,-2.6266783185532855E-2,-1.5049758179162287,2.4832362529845931,-0.38780444324813501,-22.21955787453879,159.7072362529847,2.7874171118750346,-1.0981149250419358,-62.917350625227677,0.70520646747482618,-0.70900200157099469,2.3588783413119581,135.1537733419953,null,{"$f":"IF(Z8118<0,0,epw!O8118*SIN(RADIANS(SolarPosition!Z8118)))+epw!P8118","v":0},0,0,-62.931348597070944,"-","-","-","-",0,0,0,0,null,null,null,null,null,null,null,null,null,null,null,null,338.0833333333477,9.9654415693926737,{"$f":"(epw!G8122+273.15)^4*(5.67/(10^8))-epw!M8122","v":58.242691537877704}]
[43.462000000000003,0.75855499950177552,142.22399999999999,2.4822770753564147,339,0.58333333333333404,3.3152000000000008,339,330.85093888,5.7744382167705197,{"$f":"epw!A8134-1968","v":37},13.042307322635379,0.22763120483695373,329.90164538605671,5.7578699197334489,0.9492934939432871,1.6568297037071206E-2,-2.5000006102573347E-2,-1.432394837478755,2.3816883314220423,-0.39010159091645008,-22.351174740851562,39.6056883314223,0.69124966390201825,0.2584853156525882,14.81011765300018,0.60986615868610294,0.79250442805668742,0.65589169595327723,37.579825995800604,null,{"$f":"IF(Z8134<0,0,epw!O8134*SIN(RADIANS(SolarPosition!Z8134)))+epw!P8134","v":259.66742947528633},133.33333333333334,0.48000000000000004,14.366066971877057,14.366066971877057,0.24811620692322861,0.73187612644867883,0.39312687946624147,0.59,0.33,163.88888888888889,91.666666666666671,null,null,null,null,null,null,null,null,null,null,null,null,338.75000000001467,{"$f":"$BE$2+(1/2)*$BF$2*EXP(-1*BE$4*(PI()/(365*$BI$2))^0.5)*COS(2*PI()/365*($BD8134-$BH$2-BE$4/2*(365/(PI()*$BI$2))^0.5))","v":9.9410568134370969},{"$f":"(epw!G8138+273.15)^4*(5.67/(10^8))-epw!M8138","v":69.435840578234718}]
[43.462000000000003,0.75855499950177552,142.22399999999999,2.4822770753564147,340,0.375,3.3152000000000008,340,331.83653888000003,5.7916401818781775,{"$f":"epw!A8153-1968","v":37},13.042354412413156,0.22763202670861998,330.91650832693853,5.7755826195083095,0.92003055306150827,1.6057562369867717E-2,-2.3697989349285006E-2,-1.357794772660007,2.2778253257215155,-0.39227247110392383,-22.475557013422378,-35.498174674278495,-0.61956002651422537,0.28699556853672775,16.443634816112059,-0.5594527224584982,0.82886226318597378,-0.59372537714120766,-34.017958300004281,null,{"$f":"IF(Z8153<0,0,epw!O8153*SIN(RADIANS(SolarPosition!Z8153)))+epw!P8153","v":0},236.11111111111111,0.85,16.492634857160947,16.492634857160947,0.28389208992334541,0.85426225178748272,0.60843231012241394,2.15,0.24,597.22222222222217,66.666666666666671,null,null,null,null,null,null,null,null,null,null,null,null,339.54166666668169,9.9116922034837565,{"$f":"(epw!G8157+273.15)^4*(5.67/(10^8))-epw!M8157","v":62.947521954520994}]
[43.462000000000003,0.75855499950177552,142.22399999999999,2.4822770753564147,341,8.3333333333333329E-2,3.3152000000000008,341,332.82213888000001,5.8088421469858327,{"$f":"epw!A8170-1968","v":37},13.042401502190934,0.22763284858028621,331.93165827884178,5.7933003285704832,0.89048060115823091,1.5541818415349559E-2,-2.236244232741675E-2,-1.2812735649656894,2.1717541661239204,-0.39431594158962235,-22.592639247812453,-140.60424583387609,-2.4540070320846579,-0.89807447690012598,-51.455877214796367,-0.94038204017647753,-0.34012000604716791,-1.9178408355194276,-109.88418565310671,null,{"$f":"IF(Z8170<0,0,epw!O8170*SIN(RADIANS(SolarPosition!Z8170)))+epw!P8170","v":0},0,0,-50.896683826562445,"-","-","-","-",0,0,0,0,null,null,null,null,null,null,null,null,null,null,null,null,340.25000000001535,9.8850476052042726,{"$f":"(epw!G8174+273.15)^4*(5.67/(10^8))-epw!M8174","v":50.477308197021472}]
[43.462000000000003,0.75855499950177552,142.22399999999999,2.4822770753564147,341,0.125,3.3152000000000008,341,332.82213888000001,5.8088421469858327,{"$f":"epw!A8171-1968","v":37},13.042401502190934,0.22763284858028621,331.93165827884178,5.7933003285704832,0.89048060115823091,1.5541818415349559E-2,-2.236244232741675E-2,-1.2812735649656894,2.1717541661239204,-0.39431594158962235,-22.592639247812453,-125.60424583387609,-2.1922076442855083,-0.71339344497693358,-40.874433529476612,-0.99274965771427337,-0.12020032074912732,-1.6912879904765485,-96.903663795468418,null,{"$f":"IF(Z8171<0,0,epw!O8171*SIN(RADIANS(SolarPosition!Z8171)))+epw!P8171","v":0},0,0,-40.363378797730384,"-","-","-","-",0,0,0,0,null,null,null,null,null,null,null,null,null,null,null,null,340.29166666668203,9.8834694533237357,{"$f":"(epw!G8175+273.15)^4*(5.67/(10^8))-epw!M8175","v":45.574770088221356}]
[43.462000000000003,0.75855499950177552,142.22399999999999,2.4822770753564147,342,0.375,3.3152000000000008,342,333.80773887999999,5.8260441120934878,{"$f":"epw!A8201-1968","v":37},13.042448591968711,0.22763367045195246,332.94708615061978,5.8110228882495285,0.86065272938020598,1.5021223843960331E-2,-2.0995139316113132E-2,-1.202932873102464,2.0635856024826698,-0.39623091701654217,-22.702359257646222,-35.712414397517342,-0.62329921507330466,0.28192145997951595,16.152909810992607,-0.5606239759528906,0.82807050278751793,-0.59513913794473705,-34.098960827287542,null,{"$f":"IF(Z8201<0,0,epw!O8201*SIN(RADIANS(SolarPosition!Z8201)))+epw!P8201","v":0},180.55555555555554,0.65,16.195949921814705,16.195949921814705,{"$f":"IF(AJ8201=\"-\",\"-\", SIN(PI()*AJ8201/180))","v":0.27892322487112842},0.83700845511046784,0.47356032920265362,1.02,0.37,283.33333333333331,102.77777777777777,null,null,null,null,null,null,null,null,null,null,null,null,341.5416666666826,9.8355717860878542,{"$f":"(epw!G8205+273.15)^4*(5.67/(10^8))-epw!M8205","v":63.550439102089172}]
[43.462000000000003,0.75855499950177552,142.22399999999999,2.4822770753564147,342,0.58333333333333404,3.3152000000000008,342,333.80773887999999,5.8260441120934878,{"$f":"epw!A8206-1968","v":37},13.042448591968711,0.22763367045195246,332.94708615061978,5.8110228882495285,0.86065272938020598,1.5021223843960331E-2,-2.0995139316113132E-2,-1.202932873102464,2.0635856024826698,-0.39623091701654217,-22.702359257646222,39.287585602482928,0.68569772392244721,0.25554297521038233,14.641533963771126,0.60375959673957158,0.79716645021279564,0.64820893344764552,37.139636129226552,null,{"$f":"IF(Z8206<0,0,epw!O8206*SIN(RADIANS(SolarPosition!Z8206)))+epw!P8206","v":266.30315435731234},300,1.08,14.186170986581208,14.186170986581208,0.24507339164520922,0.72166411142040254,0.89551781372643657,4.1900000000000004,0.05,1163.8888888888889,13.888888888888889,null,null,null,null,null,null,null,null,null,null,null,null,341.75000000001603,9.8274856246499471,{"$f":"(epw!G8210+273.15)^4*(5.67/(10^8))-epw!M8210","v":62.872796765947385}]
[43.462000000000003,0.75855499950177552,142.22399999999999,2.4822770753564147,343,0.29166666666666702,3.3152000000000008,343,334.79333888000002,5.8432460772011456,{"$f":"epw!A8223-1968","v":37},13.042495681746489,0.22763449232361874,333.96278275181561,5.8287501381417108,0.83055612818441205,1.4495939059434065E-2,-1.9597916714248008E-2,-1.1228779149753045,1.9534340431597166,-0.39801637061865924,-22.804658213563958,-65.822565956840151,-1.1488204980579924,7.4234277761032648E-3,0.42533108109090373,-0.84099312060995701,0.54104581237333871,-0.99911616960575222,-57.245139761686538,null,{"$f":"IF(Z8223<0,0,epw!O8223*SIN(RADIANS(SolarPosition!Z8223)))+epw!P8223","v":0},5.5555555555555554,0.02,0.66839484161501683,3,5.2335956242943828E-2,0.13746473821734803,7.7656259334677499E-2,0.01,0.02,2.7777777777777777,5.5555555555555554,null,null,null,null,null,null,null,null,null,null,null,null,342.45833333334969,9.7997747768976549,{"$f":"(epw!G8227+273.15)^4*(5.67/(10^8))-epw!M8227","v":50.372461625895426}]
[43.462000000000003,0.75855499950177552,142.22399999999999,2.4822770753564147,344,0.45833333333333398,3.3152000000000008,344,335.77893888,5.8604480423088008,{"$f":"epw!A8251-1968","v":37},13.042542771524268,0.22763531419528499,334.97873879581238,5.8464819161649917,0.80020008418762245,1.3966126143809826E-2,-1.817267006836519E-2,-1.0412172974010425,1.841417381588665,-0.39967133587995796,-22.899480738277138,-5.9345826184111061,-0.10357800642290006,0.40866166411489946,23.414588602576586,-0.10379124472162543,0.99459910392033601,-0.10397850457478475,-5.9575294722168879,null,{"$f":"IF(Z8251<0,0,epw!O8251*SIN(RADIANS(SolarPosition!Z8251)))+epw!P8251","v":147},219.44444444444443,0.79,23.204518138450137,23.204518138450137,0.39401438806267347,1.25789708681266,0.40743810680440035,0.61,0.55000000000000004,169.44444444444443,152.77777777777777,null,null,null,null,null,null,null,null,null,null,null,null,343.62500000001688,9.75340812395687,{"$f":"(epw!G8255+273.15)^4*(5.67/(10^8))-epw!M8255","v":68.097697627252728}]
[43.462000000000003,0.75855499950177552,142.22399999999999,2.4822770753564147,344,0.75,3.3152000000000008,344,335.77893888,5.8604480423088008,{"$f":"epw!A8258-1968","v":37},13.042542771524268,0.22763531419528499,334.97873879581238,5.8464819161649917,0.80020008418762245,1.3966126143809826E-2,-1.817267006836519E-2,-1.0412172974010425,1.841417381588665,-0.39967133587995796,-22.899480738277138,99.065417381588659,1.729017708171142,-0.3822537794874975,-21.901528267558049,0.98044476380958623,0.19679447430851443,1.3727089460949529,78.650429111092024,null,{"$f":"IF(Z8258<0,0,epw!O8258*SIN(RADIANS(SolarPosition!Z8258)))+epw!P8258","v":21},0,0,-22.356726295562641,"-","-","-","-",0,0,0,0,null,null,null,null,null,null,null,null,null,null,null,null,343.91666666668368,9.7416772443750368,{"$f":"(epw!G8262+273.15)^4*(5.67/(10^8))-epw!M8262","v":58.34555464185587}]
[43.462000000000003,0.75855499950177552,142.22399999999999,2.4822770753564147,345,0.45833333333333398,3.3152000000000008,345,336.76453888000003,5.8776500074164577,{"$f":"epw!A8275-1968","v":37},13.042589861302044,0.22763613606695124,335.99494490303249,5.8642180586148571,0.76959397696754195,1.3431948801601012E-2,-1.6721350892650984E-2,-0.95806283390621305,1.7276568108737549,-0.40119490811888919,-22.986774997351194,-6.0483431891260153,-0.10556350294082306,0.40699238759319151,23.318946103042443,-0.10562909948286874,0.99440559800437456,-0.10582651854520742,-6.0634128732033217,null,{"$f":"IF(Z8275<0,0,epw!O8275*SIN(RADIANS(SolarPosition!Z8275)))+epw!P8275","v":354.36575447068913},97.222222222222229,0.35000000000000003,23.105485725070192,23.105485725070192,0.39242518216180133,1.2517821796371496,0.18124156799131338,0.05,0.33,13.888888888888889,91.666666666666671,null,null,null,null,null,null,null,null,null,null,null,null,344.62500000001734,9.7129591704292384,{"$f":"(epw!G8279+273.15)^4*(5.67/(10^8))-epw!M8279","v":66.689902863480484}]
[43.462000000000003,0.75855499950177552,142.22399999999999,2.4822770753564147,346,0.16666666666666699,3.3152000000000008,346,337.75013888000001,5.8948519725241137,{"$f":"epw!A8292-1968","v":37},13.042636951079823,0.22763695793861752,337.0113916041829,5.8819584002209666,0.73874727581710431,1.2893572303147152E-2,-1.524596328865635E-2,-0.87352935105140173,1.612276626868506,-0.40258624599189641,-23.066492785351222,-111.16372337313138,-1.9401729816373194,-0.53589087186152407,-30.704285237251334,-0.9978851738416622,6.5001383269862573E-2,-1.5057490825189106,-86.2730674340295,null,{"$f":"IF(Z8292<0,0,epw!O8292*SIN(RADIANS(SolarPosition!Z8292)))+epw!P8292","v":0},0,0,-30.258496601912576,"-","-","-","-",0,0,0,0,null,null,null,null,null,null,null,null,null,null,null,null,345.33333333335099,9.6839204084955615,{"$f":"(epw!G8296+273.15)^4*(5.67/(10^8))-epw!M8296","v":52.724454470892567}]
[43.462000000000003,0.75855499950177552,142.22399999999999,2.4822770753564147,347,0.20833333333333401,3.3152000000000008,347,338.73573887999999,5.9120539376317689,{"$f":"epw!A8317-1968","v":37},13.042684040857599,0.22763777981028371,338.02806934354612,5.8997027742045871,0.70766953645386366,1.2351163427181958E-2,-1.3748560373772319E-2,-0.78773448379795941,1.4954040202518231,-0.4038445729098683,-23.138589606998714,-96.280595979747957,-1.6804134056290176,-0.35045056708747996,-20.079338422078916,-0.97319025280602245,0.23000159095830203,-1.3387170091459839,-76.702834586441313,null,{"$f":"IF(Z8317<0,0,epw!O8317*SIN(RADIANS(SolarPosition!Z8317)))+epw!P8317","v":0},0,0,-19.696731932273071,"-","-","-","-",0,0,0,0,null,null,null,null,null,null,null,null,null,null,null,null,346.37500000001813,9.6406428670933124,{"$f":"(epw!G8321+273.15)^4*(5.67/(10^8))-epw!M8321","v":57.010584007480247}]
[43.462000000000003,0.75855499950177552,142.22399999999999,2.4822770753564147,347,0.625,3.3152000000000008,347,338.73573887999999,5.9120539376317689,{"$f":"epw!A8327-1968","v":37},13.042684040857599,0.22763777981028371,338.02806934354612,5.8997027742045871,0.70766953645386366,1.2351163427181958E-2,-1.3748560373772319E-2,-0.78773448379795941,1.4954040202518231,-0.4038445729098683,-23.138589606998714,53.719404020251815,0.93758047236247288,0.12497345630269237,7.1604515973068903,0.74710806485362125,0.66470259472238957,0.84370065463586608,48.340486683059801,null,{"$f":"IF(Z8327<0,0,epw!O8327*SIN(RADIANS(SolarPosition!Z8327)))+epw!P8327","v":211},41.666666666666664,0.15,6.6592797475363801,6.6592797475363801,0.11596485885223701,0.31673186218679023,0.26285212374394956,0.19,0.13,52.777777777777779,36.111111111111107,null,null,null,null,null,null,null,null,null,null,null,null,{"$f":"BD8326+1/24","v":346.79166666668499},9.623143389070492,{"$f":"(epw!G8331+273.15)^4*(5.67/(10^8))-epw!M8331","v":59.323216559644322}]
[43.462000000000003,0.75855499950177552,142.22399999999999,2.4822770753564147,348,0.33333333333333398,3.3152000000000008,348,339.72133888000002,5.9292559027394258,{"$f":"epw!A8344-1968","v":37},13.042731130635378,0.22763860168194999,339.04496848231429,5.9174510123367865,0.67637039768573004,1.1804890402639424E-2,-1.223124052870587E-2,-0.70079846050420802,1.3771688581899379,-0.40496917836165341,-23.203024753003401,-51.398831141809829,-0.89707883510117792,0.14571377018776566,8.3487840486981693,-0.72598878425352142,0.687706539984966,-0.81247110495667696,-46.551165290348131,null,{"$f":"IF(Z8344<0,0,epw!O8344*SIN(RADIANS(SolarPosition!Z8344)))+epw!P8344","v":0},38.888888888888886,0.14000000000000001,8.4842593666336032,8.4842593666336032,0.14753769730311753,0.41064778734244889,0.19282869838521949,7.0000000000000007E-2,0.13,19.444444444444443,36.111111111111107,null,null,null,null,null,null,null,null,null,null,null,null,347.50000000001864,9.5931506995592191,{"$f":"(epw!G8348+273.15)^4*(5.67/(10^8))-epw!M8348","v":59.066444620498771}]
[43.462000000000003,0.75855499950177552,142.22399999999999,2.4822770753564147,348,0.625,3.3152000000000008,348,339.72133888000002,5.9292559027394258,{"$f":"epw!A8351-1968","v":37},13.042731130635378,0.22763860168194999,339.04496848231429,5.9174510123367865,0.67637039768573004,1.1804890402639424E-2,-1.223124052870587E-2,-0.70079846050420802,1.3771688581899379,-0.40496917836165341,-23.203024753003401,53.601168858189929,0.93551687949286388,0.12518277962977833,7.1724449405025519,0.74563541934728073,0.66635412613324818,0.84148790910459426,48.213705702981486,null,{"$f":"IF(Z8351<0,0,epw!O8351*SIN(RADIANS(SolarPosition!Z8351)))+epw!P8351","v":167.14839588568032},63.888888888888886,0.23,6.6674885387182288,6.6674885387182288,0.11610716149509505,0.3171477563537074,0.40254595142327926,0.68,0.15,188.88888888888889,41.666666666666664,null,null,null,null,null,null,null,null,null,null,null,null,347.79166666668544,9.5807124799560324,{"$f":"(epw!G8355+273.15)^4*(5.67/(10^8))-epw!M8355","v":59.523062079482258}]
[43.462000000000003,0.75855499950177552,142.22399999999999,2.4822770753564147,349,0.79166666666666696,3.3152000000000008,349,340.70693888,5.9464578678470819,{"$f":"epw!A8379-1968","v":37},13.042778220413156,0.22763942355361624,340.06207930196541,5.9352029449973562,0.64485957803458405,1.1254922849724796E-2,-1.0696143475413625E-2,-0.61284387820759312,1.2577034562421772,-0.4059594191390814,-23.25976137025178,113.48170345624229,1.9806293660832568,-0.567288453478481,-32.503234150820504,0.99914731184328298,4.1287398033071167E-2,1.5294971896660379,87.633733744984369,null,{"$f":"IF(Z8379<0,0,epw!O8379*SIN(RADIANS(SolarPosition!Z8379)))+epw!P8379","v":0},0,0,-32.935602056574503,"-","-","-","-",0,0,0,0,null,null,null,null,null,null,null,null,null,null,null,null,348.95833333335264,9.5304523610315783,{"$f":"(epw!G8383+273.15)^4*(5.67/(10^8))-epw!M8383","v":59.466836318971502}]
[43.462000000000003,0.75855499950177552,142.22399999999999,2.4822770753564147,350,0.5,3.3152000000000008,350,341.69253888000003,5.9636598329547379,{"$f":"epw!A8396-1968","v":37},13.042825310190933,0.22764024542528249,341.07939200768016,5.9529584012344507,0.61314687231987364,1.0701431720287077E-2,-9.1454461980934494E-3,-0.52399546891471926,1.1371423412345929,-0.40681472045829237,-23.308766526054541,8.3611423412345829,0.14592946308245072,0.39772912423111373,22.788200207877221,0.14485103984796982,0.98945347351705337,0.14536242293525858,8.3286533339859972,null,{"$f":"IF(Z8396<0,0,epw!O8396*SIN(RADIANS(SolarPosition!Z8396)))+epw!P8396","v":326.30392662680163},222.22222222222223,0.8,22.44443741593723,22.44443741593723,0.38178732035791779,1.2110692269945211,0.42580927902165661,0.7,0.53,194.44444444444443,147.22222222222223,null,null,null,null,null,null,null,null,null,null,null,null,349.6666666666863,9.4995474619232461,{"$f":"(epw!G8400+273.15)^4*(5.67/(10^8))-epw!M8400","v":67.537958200080652}]
[43.462000000000003,0.75855499950177552,142.22399999999999,2.4822770753564147,351,0.20833333333333401,3.3152000000000008,351,342.67813888000001,5.9808617980623939,{"$f":"epw!A8413-1968","v":37},13.042872399968712,0.22764106729694877,342.09689673179736,5.970717208824893,0.58124214820264797,1.0144589237501047E-2,-7.5813587209225333E-3,-0.4343798576835613,1.0156220058862093,-0.40753457697256451,-23.350011266177333,-96.760377994113568,-1.6887871814715483,-0.35872605521913686,-20.553488965433459,-0.97369827682670063,0.22784131693947426,-1.3409362149190494,-76.829985711109018,null,{"$f":"IF(Z8413<0,0,epw!O8413*SIN(RADIANS(SolarPosition!Z8413)))+epw!P8413","v":0},0,0,-20.179744198357994,"-","-","-","-",0,0,0,0,null,null,null,null,null,null,null,null,null,null,null,null,350.37500000001995,9.4683536042540073,{"$f":"(epw!G8417+273.15)^4*(5.67/(10^8))-epw!M8417","v":66.929898540992014}]
[43.462000000000003,0.75855499950177552,142.22399999999999,2.4822770753564147,351,0.375,3.3152000000000008,351,342.67813888000001,5.9808617980623939,{"$f":"epw!A8417-1968","v":37},13.042872399968712,0.22764106729694877,342.09689673179736,5.970717208824893,0.58124214820264797,1.0144589237501047E-2,-7.5813587209225333E-3,-0.4343798576835613,1.0156220058862093,-0.40753457697256451,-23.350011266177333,-36.760377994113803,-0.64158963027495453,0.26430178033289814,15.143376530868851,-0.56922166052287437,0.82218410419539356,-0.6055588716577075,-34.695967592690927,null,{"$f":"IF(Z8417<0,0,epw!O8417*SIN(RADIANS(SolarPosition!Z8417)))+epw!P8417","v":0},197.22222222222223,0.71,15.159366191308692,15.159366191308692,0.26150472909761557,0.77717650435931784,0.55172852308139786,1.62,0.28999999999999998,450,80.555555555555557,null,null,null,null,null,null,null,null,null,null,null,null,350.54166666668669,9.4609723803812802,{"$f":"(epw!G8421+273.15)^4*(5.67/(10^8))-epw!M8421","v":67.986358329446773}]
[43.462000000000003,0.75855499950177552,142.22399999999999,2.4822770753564147,351,0,3.3152000000000008,351,342.67813888000001,5.9808617980623939,{"$f":"epw!A8432-1968","v":37},13.042872399968712,0.22764106729694877,342.09689673179736,5.970717208824893,0.58124214820264797,1.0144589237501047E-2,-7.5813587209225333E-3,-0.4343798576835613,1.0156220058862093,-0.40753457697256451,-23.350011266177333,-171.76037799411381,-2.9977841204672995,-1.200288158507701,-68.77144568202084,-0.36338041406497723,-0.93164085068977631,-2.7696988642257665,-158.69205544231406,null,{"$f":"IF(Z8432<0,0,epw!O8432*SIN(RADIANS(SolarPosition!Z8432)))+epw!P8432","v":0},0,0,-68.299244823549117,"-","-","-","-",0,0,0,0,null,null,null,null,null,null,null,null,null,null,null,null,351.16666666668698,9.4331536351220286,{"$f":"(epw!G8436+273.15)^4*(5.67/(10^8))-epw!M8436","v":59.199592005158962}]
[43.462000000000003,0.75855499950177552,142.22399999999999,2.4822770753564147,352,0.70833333333333404,3.3152000000000008,352,343.66373887999998,5.99806376317005,{"$f":"epw!A8449-1968","v":37},13.04291948974649,0.22764188916861502,343.11458353730637,5.9884791943351283,0.54915534269360933,9.5845688349212692E-3,-6.0061197572232831E-3,-0.34412531333903273,0.89328065603264206,-0.40811855367226546,-23.383470666404175,83.117280656032904,1.4506702127519666,-0.19438943820802332,-11.137694391238844,0.92874677402450589,0.37071475522168418,1.1910178331228904,68.240295162758201,null,{"$f":"IF(Z8449<0,0,epw!O8449*SIN(RADIANS(SolarPosition!Z8449)))+epw!P8449","v":28},0,0,-11.649677236241237,"-","-","-","-",0,0,0,0,null,null,null,null,null,null,null,null,null,null,null,null,351.87500000002063,9.4013632267586047,{"$f":"(epw!G8453+273.15)^4*(5.67/(10^8))-epw!M8453","v":59.407947008849987}]
[43.462000000000003,0.75855499950177552,142.22399999999999,2.4822770753564147,353,0.45833333333333398,3.3152000000000008,353,344.64933888000002,6.015265728277706,{"$f":"epw!A8467-1968","v":37},13.042966579524267,0.22764271104028128,344.13244242137495,6.0062441831828002,0.5168964586250695,9.0215450949061044E-3,-4.4219922456530123E-3,-0.25336149271549474,0.7702579513405643,-0.40856628666801009,-23.40912387740909,-7.0057420486592061,-0.12227326529451593,0.39827353098159946,22.819392417018488,-0.12143414248146912,0.99259949075132525,-0.12173459022125277,-6.9748782404323268,null,{"$f":"IF(Z8467<0,0,epw!O8467*SIN(RADIANS(SolarPosition!Z8467)))+epw!P8467","v":282.90178894727433},386.11111111111114,1.3900000000000001,22.578514438752098,22.578514438752098,0.3839490975539997,1.2193118603765523,0.73567802565842733,3.06,0.22,850,61.111111111111107,null,null,null,null,null,null,null,null,null,null,null,null,352.62500000002098,9.3674038522600718,{"$f":"(epw!G8471+273.15)^4*(5.67/(10^8))-epw!M8471","v":51.760614339077165}]
[43.462000000000003,0.75855499950177552,142.22399999999999,2.4822770753564147,354,0.16666666666666699,3.3152000000000008,354,345.63493887999999,6.032467693385362,{"$f":"epw!A8484-1968","v":37},13.043013669302045,0.22764353291194755,345.15046331891079,6.0240119996989083,0.48447556108919798,8.4556936864534291E-3,-2.8312587898173262E-3,-0.16221917936584981,0.64669474045504782,-0.40887748385360667,-23.426954162740124,-112.12930525954484,-1.9570255647528521,-0.55196908296143199,-31.625498875396449,-0.99821772350453597,5.9677269386442779E-2,-1.5110835783155636,-86.57871152900799,null,{"$f":"IF(Z8484<0,0,epw!O8484*SIN(RADIANS(SolarPosition!Z8484)))+epw!P8484","v":0},0,0,-31.19694699444722,"-","-","-","-",0,0,0,0,null,null,null,null,null,null,null,null,null,null,null,null,353.33333333335463,9.3350537804392957,{"$f":"(epw!G8488+273.15)^4*(5.67/(10^8))-epw!M8488","v":56.863975774103892}]
[43.462000000000003,0.75855499950177552,142.22399999999999,2.4822770753564147,354,0.875,3.3152000000000008,354,345.63493887999999,6.032467693385362,{"$f":"epw!A8501-1968","v":37},13.043013669302045,0.22764353291194755,345.15046331891079,6.0240119996989083,0.48447556108919798,8.4556936864534291E-3,-2.8312587898173262E-3,-0.16221917936584981,0.64669474045504782,-0.40887748385360667,-23.426954162740124,142.87069474045504,2.493564027832686,-0.93478068896587241,-53.558988248075813,0.93242960716876355,-0.36135166759696219,1.9405134326988609,111.18322978208845,null,{"$f":"IF(Z8501<0,0,epw!O8501*SIN(RADIANS(SolarPosition!Z8501)))+epw!P8501","v":0},0,0,-53.850023443915163,"-","-","-","-",0,0,0,0,null,null,null,null,null,null,null,null,null,null,null,null,354.04166666668829,9.3024392064957837,{"$f":"(epw!G8505+273.15)^4*(5.67/(10^8))-epw!M8505","v":62.892079491092488}]
[43.462000000000003,0.75855499950177552,142.22399999999999,2.4822770753564147,355,0.58333333333333404,3.3152000000000008,355,346.62053888000003,6.0496696584930181,{"$f":"epw!A8518-1968","v":37},13.043060759079822,0.22764435478361375,346.16863610615496,6.0417824671905276,0.45190277384506317,7.8871913024916671E-3,-1.2362170184076755E-3,-7.08300177170062E-2,0.52273279156206942,-0.40905192544589108,-23.436948929749565,37.74673279156233,0.65880476908327312,0.25576673501762454,14.654354456350767,0.58055256173023717,0.81422277238385998,0.61940716365257431,35.489416277461601,null,{"$f":"IF(Z8518<0,0,epw!O8518*SIN(RADIANS(SolarPosition!Z8518)))+epw!P8518","v":192.48168877220763},213.88888888888889,0.77,14.150023319446493,14.150023319446493,0.24446168656866749,0.71961489189618399,0.64006865015008274,2.39,0.19,663.88888888888891,52.777777777777779,null,null,null,null,null,null,null,null,null,null,null,null,354.75000000002194,{"$f":"$BE$2+(1/2)*$BF$2*EXP(-1*BE$4*(PI()/(365*$BI$2))^0.5)*COS(2*PI()/365*($BD8518-$BH$2-BE$4/2*(365/(PI()*$BI$2))^0.5))","v":9.2695649794687469},{"$f":"(epw!G8522+273.15)^4*(5.67/(10^8))-epw!M8522","v":56.872796765947385}]
[43.462000000000003,0.75855499950177552,142.22399999999999,2.4822770753564147,356,0.25,3.3152000000000008,356,347.60613888,6.0668716236006741,{"$f":"epw!A8534-1968","v":37},13.0431078488576,0.22764517665528003,347.18695060430485,6.0595554080040364,0.4191882756951486,7.3162155966380645E-3,3.6082511646038756E-4,2.0673756315496616E-2,0.39851451937965199,-0.40908946439909261,-23.439099753335348,-82.377485480620365,-1.4377583511506489,-0.18636116962338189,-10.677708484541425,-0.92539937166676856,0.37899340748718829,-1.1820880114129448,-67.72865406697403,null,{"$f":"IF(Z8534<0,0,epw!O8534*SIN(RADIANS(SolarPosition!Z8534)))+epw!P8534","v":0},0,0,-10.3857892692248,"-","-","-","-",0,0,0,0,null,null,null,null,null,null,null,null,null,null,null,null,355.41666666668891,9.2383917155483957,{"$f":"(epw!G8538+273.15)^4*(5.67/(10^8))-epw!M8538","v":48.919908704187321}]
[43.462000000000003,0.75855499950177552,142.22399999999999,2.4822770753564147,357,4.1666666666666664E-2,3.3152000000000008,357,348.59173887999998,6.0840735887083301,{"$f":"epw!A8553-1968","v":37},13.043154938635379,0.22764599852694634,348.20539658316619,6.077330643588863,0.38634229683378862,6.7429451194668758E-3,1.9575540845793208E-3,0.11215958721499047,0.27418270961879815,-0.40899002669193935,-23.43340239239101,-157.50181729038121,-2.748925289591686,-1.0947990933185099,-62.727367461899782,-0.76620416016434623,-0.64259721828439975,-2.2686795151766255,-129.98576128740643,null,{"$f":"IF(Z8553<0,0,epw!O8553*SIN(RADIANS(SolarPosition!Z8553)))+epw!P8553","v":0},0,0,-62.193282607788703,"-","-","-","-",0,0,0,0,null,null,null,null,null,null,null,null,null,null,null,null,356.20833333335594,9.2010860192830499,{"$f":"(epw!G8557+273.15)^4*(5.67/(10^8))-epw!M8557","v":45.885566779871908}]
[43.462000000000003,0.75855499950177552,142.22399999999999,2.4822770753564147,357,0.75,3.3152000000000008,357,348.59173887999998,6.0840735887083301,{"$f":"epw!A8570-1968","v":37},13.043154938635379,0.22764599852694634,348.20539658316619,6.077330643588863,0.38634229683378862,6.7429451194668758E-3,1.9575540845793208E-3,0.11215958721499047,0.27418270961879815,-0.40899002669193935,-23.43340239239101,97.498182709618789,1.7016643029938545,-0.36876158332165404,-21.128482370892627,0.97523810934061772,0.22115747803259442,1.3477951485926989,77.222973662569302,null,{"$f":"IF(Z8570<0,0,epw!O8570*SIN(RADIANS(SolarPosition!Z8570)))+epw!P8570","v":7},0,0,-21.630288216595702,"-","-","-","-",0,0,0,0,null,null,null,null,null,null,null,null,null,null,null,null,356.91666666668959,9.1674480604305817,{"$f":"(epw!G8574+273.15)^4*(5.67/(10^8))-epw!M8574","v":49.304788805789201}]
[43.462000000000003,0.75855499950177552,142.22399999999999,2.4822770753564147,358,0.33333333333333398,3.3152000000000008,358,349.57733888000001,6.1012755538159862,{"$f":"epw!A8584-1968","v":37},13.043202028413155,0.22764682039861253,349.2239637648309,6.0951079945616708,0.35337511516911491,6.1675592543152134E-3,3.5516555481955895E-3,0.20349487319583004,0.14988024197328487,-0.40875361148628586,-23.419856798894347,-52.626119758026483,-0.91849906232640366,0.13126246223039806,7.5207850942971826,-0.73554991679936199,0.67747053064797702,-0.82647804432151817,-47.353703799849185,null,{"$f":"IF(Z8584<0,0,epw!O8584*SIN(RADIANS(SolarPosition!Z8584)))+epw!P8584","v":0},61.111111111111107,0.22,7.628432658651608,7.628432658651608,0.13274825822980224,0.36624478354199946,0.33677549590475542,0.4,0.17,111.11111111111111,47.222222222222221,null,null,null,null,null,null,null,null,null,null,null,null,357.50000000002319,9.1395660954538585,{"$f":"(epw!G8588+273.15)^4*(5.67/(10^8))-epw!M8588","v":74.191522880533967}]
[43.462000000000003,0.75855499950177552,142.22399999999999,2.4822770753564147,359,0.20833333333333401,3.3152000000000008,359,350.56293887999999,6.1184775189236422,{"$f":"epw!A8605-1968","v":37},13.043249118190934,0.22764764227027881,350.24264182737954,6.1128872807709822,0.32029705262044672,5.5902381526603271E-3,5.1408191391319477E-3,0.29454723991233772,2.5749812708108999E-2,-0.40838029115663343,-23.398467119598834,-97.75025018729167,-1.7060637104164436,-0.37148907707787282,-21.284756251772244,-0.97595365619292695,0.21797812037830397,-1.3510540336460612,-77.40969402204523,null,{"$f":"IF(Z8605<0,0,epw!O8605*SIN(RADIANS(SolarPosition!Z8605)))+epw!P8605","v":0},0,0,-20.929235457342397,"-","-","-","-",0,0,0,0,null,null,null,null,null,null,null,null,null,null,null,null,358.37500000002359,9.0974446411502417,{"$f":"(epw!G8609+273.15)^4*(5.67/(10^8))-epw!M8609","v":75.407947008849987}]
[43.462000000000003,0.75855499950177552,142.22399999999999,2.4822770753564147,359,0.91666666666666696,3.3152000000000008,359,350.56293887999999,6.1184775189236422,{"$f":"epw!A8622-1968","v":37},13.043249118190934,0.22764764227027881,350.24264182737954,6.1128872807709822,0.32029705262044672,5.5902381526603271E-3,5.1408191391319477E-3,0.29454723991233772,2.5749812708108999E-2,-0.40838029115663343,-23.398467119598834,157.24974981270822,2.744525882169095,-1.0918618332034029,-62.559074853972042,0.7701552423432082,-0.63785649067111871,2.2625081563664597,129.63216847372306,null,{"$f":"IF(Z8622<0,0,epw!O8622*SIN(RADIANS(SolarPosition!Z8622)))+epw!P8622","v":0},0,0,-62.707721835161877,"-","-","-","-",0,0,0,0,null,null,null,null,null,null,null,null,null,null,null,null,359.08333333335725,9.0630897387976166,{"$f":"(epw!G8626+273.15)^4*(5.67/(10^8))-epw!M8626","v":45.304772710580551}]
[43.462000000000003,0.75855499950177552,142.22399999999999,2.4822770753564147,360,0.41666666666666702,3.3152000000000008,360,351.54853888000002,6.1356794840312991,{"$f":"epw!A8634-1968","v":37},13.043296207968712,0.22764846414194506,351.2614204086068,6.1306683213621938,0.28711847139322799,5.0111626691049793E-3,6.7227432237898536E-3,0.38518481347333167,-9.8066342080103674E-2,-0.40787021119050515,-23.369241690325506,-22.874066342079981,-0.39922777098891121,0.3480279500969653,19.940532693145741,-0.37957718285332775,0.92516007385594179,-0.38933923307355789,-22.307494853975143,null,{"$f":"IF(Z8634<0,0,epw!O8634*SIN(RADIANS(SolarPosition!Z8634)))+epw!P8634","v":104.93728762174104},305.55555555555554,1.1000000000000001,19.8038254630655,19.8038254630655,0.33880073920681547,1.0504308687098882,0.6597736563458898,2.5299999999999998,0.24,702.77777777777771,66.666666666666671,null,null,null,null,null,null,null,null,null,null,null,null,359.58333333335747,9.0387040110785417,{"$f":"(epw!G8638+273.15)^4*(5.67/(10^8))-epw!M8638","v":56.906052404492016}]
[43.462000000000003,0.75855499950177552,142.22399999999999,2.4822770753564147,360,0.83333333333333404,3.3152000000000008,360,351.54853888000002,6.1356794840312991,{"$f":"epw!A8644-1968","v":37},13.043296207968712,0.22764846414194506,351.2614204086068,6.1306683213621938,0.28711847139322799,5.0111626691049793E-3,6.7227432237898536E-3,0.38518481347333167,-9.8066342080103674E-2,-0.40787021119050515,-23.369241690325506,127.12593365792016,2.2187661070025855,-0.7409646369540942,-42.454146465912871,0.99198691393160709,-0.12634066086753923,1.6974755325569744,97.258183842236406,null,{"$f":"IF(Z8644<0,0,epw!O8644*SIN(RADIANS(SolarPosition!Z8644)))+epw!P8644","v":0},0,0,-42.862941935006532,"-","-","-","-",0,0,0,0,null,null,null,null,null,null,null,null,null,null,null,null,360.00000000002433,9.0182985887307545,{"$f":"(epw!G8648+273.15)^4*(5.67/(10^8))-epw!M8648","v":67.252557620135349}]
[43.462000000000003,0.75855499950177552,142.22399999999999,2.4822770753564147,360,0.875,3.3152000000000008,360,351.54853888000002,6.1356794840312991,{"$f":"epw!A8645-1968","v":37},13.043296207968712,0.22764846414194506,351.2614204086068,6.1306683213621938,0.28711847139322799,5.0111626691049793E-3,6.7227432237898536E-3,0.38518481347333167,-9.8066342080103674E-2,-0.40787021119050515,-23.369241690325506,142.12593365791989,2.4805654948017302,-0.92528439811415564,-53.014890861243749,0.93676708471498293,-0.34995346689894752,1.9283177558376186,110.48446896963391,null,{"$f":"IF(Z8645<0,0,epw!O8645*SIN(RADIANS(SolarPosition!Z8645)))+epw!P8645","v":0},0,0,-53.329789254927512,"-","-","-","-",0,0,0,0,null,null,null,null,null,null,null,null,null,null,null,null,360.04166666669101,9.0162538915871053,{"$f":"(epw!G8649+273.15)^4*(5.67/(10^8))-epw!M8649","v":59.719599013326388}]
[43.462000000000003,0.75855499950177552,142.22399999999999,2.4822770753564147,360,0.91666666666666696,3.3152000000000008,360,351.54853888000002,6.1356794840312991,{"$f":"epw!A8646-1968","v":37},13.043296207968712,0.22764846414194506,351.2614204086068,6.1306683213621938,0.28711847139322799,5.0111626691049793E-3,6.7227432237898536E-3,0.38518481347333167,-9.8066342080103674E-2,-0.40787021119050515,-23.369241690325506,157.12593365792,2.7423648826008815,-1.0902481619884616,-62.46661830383416,0.77189529317063776,-0.63574968059843773,2.2597756794296826,129.47560907762889,null,{"$f":"IF(Z8646<0,0,epw!O8646*SIN(RADIANS(SolarPosition!Z8646)))+epw!P8646","v":0},0,0,-62.620186609325266,"-","-","-","-",0,0,0,0,null,null,null,null,null,null,null,null,null,null,null,null,360.0833333333577,{"$f":"$BE$2+(1/2)*$BF$2*EXP(-1*BE$4*(PI()/(365*$BI$2))^0.5)*COS(2*PI()/365*($BD8646-$BH$2-BE$4/2*(365/(PI()*$BI$2))^0.5))","v":9.0142084432096468},{"$f":"(epw!G8650+273.15)^4*(5.67/(10^8))-epw!M8650","v":59.966439889974538}]
[43.462000000000003,0.75855499950177552,142.22399999999999,2.4822770753564147,360,0.95833333333333404,3.3152000000000008,360,351.54853888000002,6.1356794840312991,{"$f":"epw!A8647-1968","v":37},13.043296207968712,0.22764846414194506,351.2614204086068,6.1306683213621938,0.28711847139322799,5.0111626691049793E-3,6.7227432237898536E-3,0.38518481347333167,-9.8066342080103674E-2,-0.40787021119050515,-23.369241690325506,172.12593365792017,3.0041642704000338,-1.2022599660538991,-68.884421932430044,0.34908515595610284,-0.93709100619475816,2.7849979872351405,159.56863062100268,null,{"$f":"IF(Z8647<0,0,epw!O8647*SIN(RADIANS(SolarPosition!Z8647)))+epw!P8647","v":0},0,0,-68.759386066779172,"-","-","-","-",0,0,0,0,null,null,null,null,null,null,null,null,null,null,null,null,{"$f":"BD8646+1/24","v":360.12500000002439},9.0121622446506802,{"$f":"(epw!G8651+273.15)^4*(5.67/(10^8))-epw!M8651","v":64.528869931922259}]
[43.462000000000003,0.75855499950177552,142.22399999999999,2.4822770753564147,360,0,3.3152000000000008,360,351.54853888000002,6.1356794840312991,{"$f":"epw!A8648-1968","v":37},13.043296207968712,0.22764846414194506,351.2614204086068,6.1306683213621938,0.28711847139322799,5.0111626691049793E-3,6.7227432237898536E-3,0.38518481347333167,-9.8066342080103674E-2,-0.40787021119050515,-23.369241690325506,-172.87406634208011,-3.0172216489804078,-1.2054251060724239,-69.065771097059482,-0.31871179992251109,-0.94785167014156346,-2.8172225508833395,-161.41496211469519,null,{"$f":"IF(Z8648<0,0,epw!O8648*SIN(RADIANS(SolarPosition!Z8648)))+epw!P8648","v":0},0,0,-68.646383377931727,"-","-","-","-",0,0,0,0,null,null,null,null,null,null,null,null,null,null,null,null,360.16666666669107,9.0101152969628941,{"$f":"(epw!G8652+273.15)^4*(5.67/(10^8))-epw!M8652","v":62.913122825671451}]
[43.462000000000003,0.75855499950177552,142.22399999999999,2.4822770753564147,361,4.1666666666666664E-2,3.3152000000000008,361,352.53413888,6.1528814491389543,{"$f":"epw!A8649-1968","v":37},13.043343297746489,0.22764928601361129,352.28028910976718,6.1484509348429608,0.25384977023281863,4.4305142959937781E-3,8.2951396374281346E-3,0.47527649169631203,-0.2214267214634934,-0.40722358996022495,-23.332193022886894,-157.99742672146351,-2.7575753059680079,-1.0981660166588578,-62.920277959245809,-0.75568643347457387,-0.65493359530755357,-2.2848910705826961,-130.91461499151677,null,{"$f":"IF(Z8649<0,0,epw!O8649*SIN(RADIANS(SolarPosition!Z8649)))+epw!P8649","v":0},0,0,-62.401791881616965,"-",{"$f":"IF(AJ8649=\"-\",\"-\", SIN(PI()*AJ8649/180))","v":"-"},"-","-",0,0,0,0,null,null,null,null,null,null,null,null,null,null,null,null,360.20833333335776,9.0080676011993575,{"$f":"(epw!G8653+273.15)^4*(5.67/(10^8))-epw!M8653","v":71.906137646429272}]
[43.462000000000003,{"$f":"A8650/180*PI()","v":0.75855499950177552},142.22399999999999,{"$f":"C8650/180*PI()","v":2.4822770753564147},361,8.3333333333333329E-2,{"$f":"3.71+0.2596*K8650-INT((K8650+3)/4)","v":3.3152000000000008},361,352.53413888,{"$f":"I8650/180*PI()","v":6.1528814491389543},{"$f":"epw!A8650-1968","v":37},{"$f":"12.3901+0.0172*(K8650+I8650/360)","v":13.043343297746489},{"$f":"L8650/180*PI()","v":0.22764928601361129},{"$f":"I8650+1.914*SIN(J8650)+0.02*SIN(2*J8650)","v":352.28028910976718},{"$f":"N8650/180*PI()","v":6.1484509348429608},{"$f":"I8650-N8650","v":0.25384977023281863},{"$f":"P8650/180*PI()","v":4.4305142959937781E-3},{"$f":"ATAN((0.043*SIN(2*(O8650+M8650)))/(1-0.043*COS(2*(O8650+M8650))))","v":8.2951396374281346E-3},{"$f":"R8650/PI()*180","v":0.47527649169631203},{"$f":"P8650-S8650","v":-0.2214267214634934},{"$f":"ASIN(COS(O8650+M8650)*SIN(-23.4393*PI()/180))","v":-0.40722358996022495},{"$f":"U8650/PI()*180","v":-23.332193022886894},{"$f":"(F8650*24-12)/12*180+(C8650-135)+T8650","v":-142.99742672146351},{"$f":"W8650/180*PI()","v":-2.4957759181688588},{"$f":"ASIN(SIN(B8650)*SIN(U8650)+COS(B8650)*COS(U8650)*COS(X8650))","v":-0.93515799617789641},{"$f":"Y8650/PI()*180","v":-53.580606358904632},{"$f":"COS(U8650)*SIN(X8650)/COS(Y8650)","v":-0.93084390920208626},{"$f":"(SIN(Y8650)*SIN(B8650)-SIN(U8650))/(COS(Y8650)*COS(B8650))","v":-0.36541704489716698},{"$f":"IF(AA8650>0,PI()/2-ATAN(AB8650/AA8650),-PI()/2-ATAN(AB8650/AA8650))","v":-1.9448771193111472},{"$f":"AC8650/PI()*180","v":-111.43325060809019},null,{"$f":"IF(Z8650<0,0,epw!O8650*SIN(RADIANS(SolarPosition!Z8650)))+epw!P8650","v":0},0,{"$f":"AG8650*3.6/1000","v":0},-53.071663429612805,{"$f":"IF(AH8650<=0,\"-\",IF(AI8650<3,3,AI8650))","v":"-"},"-",{"$f":"IF(AK8650=\"-\",\"-\", (0.5163+0.333*AK8650+0.00803*AK8650*AK8650)*(4.921)*AK8650)","v":"-"},{"$f":"IF(AK8650=\"-\",\"-\", AH8650/(4.921)/AK8650)","v":"-"},0,0,{"$f":"AN8650*1000/3.6","v":0},{"$f":"AO8650*1000/3.6","v":0},null,null,null,null,null,null,null,null,null,null,null,null,360.25000000002444,9.0060191584135314,{"$f":"(epw!G8654+273.15)^4*(5.67/(10^8))-epw!M8654","v":49.158414591552713}]
[{"$f":"A8650","v":43.462000000000003},0.75855499950177552,{"$f":"C8650","v":142.22399999999999},2.4822770753564147,361,0.125,3.3152000000000008,361,{"$f":"0.9856*(H8651-G8651)","v":352.53413888},6.1528814491389543,{"$f":"epw!A8651-1968","v":37},13.043343297746489,0.22764928601361129,352.28028910976718,6.1484509348429608,0.25384977023281863,4.4305142959937781E-3,8.2951396374281346E-3,0.47527649169631203,-0.2214267214634934,-0.40722358996022495,-23.332193022886894,-127.9974267214635,-2.2339765303697088,-0.75150565634196309,-43.058102388603331,-0.99032936976438668,-0.13873622231440785,-1.709981508513986,-97.974723483265237,null,{"$f":"IF(Z8651<0,0,epw!O8651*SIN(RADIANS(SolarPosition!Z8651)))+epw!P8651","v":0},0,0,-42.591624280133956,"-","-","-","-",0,0,0,0,null,null,null,null,null,null,null,null,null,null,null,null,360.29166666669113,9.0039699696592557,{"$f":"(epw!G8655+273.15)^4*(5.67/(10^8))-epw!M8655","v":63.25211391578398}]
[43.462000000000003,0.75855499950177552,142.22399999999999,2.4822770753564147,361,0.16666666666666699,3.3152000000000008,361,352.53413888,6.1528814491389543,{"$f":"epw!A8652-1968","v":37},13.043343297746489,0.22764928601361129,352.28028910976718,6.1484509348429608,0.25384977023281863,4.4305142959937781E-3,8.2951396374281346E-3,0.47527649169631203,-0.2214267214634934,-0.40722358996022495,-23.332193022886894,-112.99742672146337,-1.9721771425705572,-0.56193565413463753,-32.196541339837879,-0.998842412281855,4.8102343258564648E-2,-1.5226754140437975,-87.242874793044749,null,{"$f":"IF(Z8652<0,0,epw!O8652*SIN(RADIANS(SolarPosition!Z8652)))+epw!P8652","v":0},0,0,-31.783875930275752,"-","-","-","-",0,0,0,0,null,null,null,null,null,null,null,null,null,null,null,null,360.33333333335781,9.0019200359907572,{"$f":"(epw!G8656+273.15)^4*(5.67/(10^8))-epw!M8656","v":70.930053159379725}]
[43.462000000000003,0.75855499950177552,142.22399999999999,2.4822770753564147,361,0.20833333333333401,3.3152000000000008,361,352.53413888,6.1528814491389543,{"$f":"epw!A8653-1968","v":37},13.043343297746489,0.22764928601361129,352.28028910976718,6.1484509348429608,0.25384977023281863,4.4305142959937781E-3,8.2951396374281346E-3,0.47527649169631203,-0.2214267214634934,-0.40722358996022495,-23.332193022886894,-97.99742672146327,-1.7103777547714063,-0.37381102394488663,-21.417794007505762,-0.97674526714126031,0.21440308560547425,-1.3547156639524447,-77.619489984738195,null,{"$f":"IF(Z8653<0,0,epw!O8653*SIN(RADIANS(SolarPosition!Z8653)))+epw!P8653","v":0},0,0,-21.066921046062387,"-","-","-","-",0,0,0,0,null,null,null,null,null,null,null,null,null,null,null,null,360.3750000000245,8.999869358462643,{"$f":"(epw!G8657+273.15)^4*(5.67/(10^8))-epw!M8657","v":62.70226998802201}]
[43.462000000000003,0.75855499950177552,142.22399999999999,2.4822770753564147,361,0.25,3.3152000000000008,361,352.53413888,6.1528814491389543,{"$f":"epw!A8654-1968","v":37},13.043343297746489,0.22764928601361129,352.28028910976718,6.1484509348429608,0.25384977023281863,4.4305142959937781E-3,8.2951396374281346E-3,0.47527649169631203,-0.2214267214634934,-0.40722358996022495,-23.332193022886894,-82.997426721463498,-1.4485783669722607,-0.19237185691416214,-11.022095498276055,-0.92850225212225457,0.37132676688316063,-1.1903587813417795,-68.202534277219968,null,{"$f":"IF(Z8654<0,0,epw!O8654*SIN(RADIANS(SolarPosition!Z8654)))+epw!P8654","v":0},0,0,-10.742259453065648,"-","-","-","-",0,0,0,0,null,null,null,null,null,null,null,null,null,null,null,null,360.41666666669119,8.9978179381299039,{"$f":"(epw!G8658+273.15)^4*(5.67/(10^8))-epw!M8658","v":63.590447556833681}]
[43.462000000000003,0.75855499950177552,142.22399999999999,2.4822770753564147,361,0.29166666666666702,3.3152000000000008,361,352.53413888,6.1528814491389543,{"$f":"epw!A8655-1968","v":37},13.043343297746489,0.22764928601361129,352.28028910976718,6.1484509348429608,0.25384977023281863,4.4305142959937781E-3,8.2951396374281346E-3,0.47527649169631203,-0.2214267214634934,-0.40722358996022495,-23.332193022886894,-67.997426721463356,-1.1867789791731087,-2.2748343720306895E-2,-1.3033840860865147,-0.85156733662867212,0.52424523954648372,-1.0189677749198705,-58.382552962744988,null,{"$f":"IF(Z8655<0,0,epw!O8655*SIN(RADIANS(SolarPosition!Z8655)))+epw!P8655","v":0},5.5555555555555554,0.02,-1.1064719715108982,3,5.2335956242943828E-2,0.13746473821734803,7.7656259334677499E-2,0.01,0.02,2.7777777777777777,5.5555555555555554,null,null,null,null,null,null,null,null,null,null,null,null,360.45833333335787,8.9957657760479126,{"$f":"(epw!G8659+273.15)^4*(5.67/(10^8))-epw!M8659","v":55.906137646429272}]
[43.462000000000003,0.75855499950177552,142.22399999999999,2.4822770753564147,361,0.33333333333333398,3.3152000000000008,361,352.53413888,6.1528814491389543,{"$f":"epw!A8656-1968","v":37},13.043343297746489,0.22764928601361129,352.28028910976718,6.1484509348429608,0.25384977023281863,4.4305142959937781E-3,8.2951396374281346E-3,0.47527649169631203,-0.2214267214634934,-0.40722358996022495,-23.332193022886894,-52.997426721463263,-0.92497959137395769,0.12903634051509622,7.393237715327964,-0.73944898020615935,0.67321260064861466,-0.83225149700764789,-47.684498271982882,null,{"$f":"IF(Z8656<0,0,epw!O8656*SIN(RADIANS(SolarPosition!Z8656)))+epw!P8656","v":0},108.33333333333333,0.39,7.4926135702388601,7.4926135702388601,0.13039837652370054,0.35925627968593227,0.60776971790701662,2.16,0.11,600,30.555555555555554,null,null,null,null,null,null,null,null,null,null,null,null,360.50000000002456,8.993712873272429,{"$f":"(epw!G8660+273.15)^4*(5.67/(10^8))-epw!M8660","v":66.559013119618669}]
[43.462000000000003,0.75855499950177552,142.22399999999999,2.4822770753564147,361,0.375,3.3152000000000008,361,352.53413888,6.1528814491389543,{"$f":"epw!A8657-1968","v":37},13.043343297746489,0.22764928601361129,352.28028910976718,6.1484509348429608,0.25384977023281863,4.4305142959937781E-3,8.2951396374281346E-3,0.47527649169631203,-0.2214267214634934,-0.40722358996022495,-23.332193022886894,-37.997426721463505,-0.66318020357481244,0.25554000486402045,14.641363775460899,-0.58425519178367358,0.81157000368041132,-0.623962016775929,-35.750390137731806,null,{"$f":"IF(Z8657<0,0,epw!O8657*SIN(RADIANS(SolarPosition!Z8657)))+epw!P8657","v":0},144.44444444444443,0.52,14.627426448002074,14.627426448002074,0.25253255413303366,0.74675281519676018,0.41843943532968564,0.71,0.34,197.22222222222223,94.444444444444443,null,null,null,null,null,null,null,null,null,null,null,null,360.54166666669124,8.9916592308595824,{"$f":"(epw!G8661+273.15)^4*(5.67/(10^8))-epw!M8661","v":59.380303478271458}]
[43.462000000000003,0.75855499950177552,142.22399999999999,2.4822770753564147,361,0.41666666666666702,3.3152000000000008,361,352.53413888,6.1528814491389543,{"$f":"epw!A8658-1968","v":37},13.043343297746489,0.22764928601361129,352.28028910976718,6.1484509348429608,0.25384977023281863,4.4305142959937781E-3,8.2951396374281346E-3,0.47527649169631203,-0.2214267214634934,-0.40722358996022495,-23.332193022886894,-22.997426721463373,-0.40138081577566076,0.34804982341223428,19.941785941794613,-0.38162298684077167,0.92431807074985217,-0.39155153621324623,-22.434250486882824,null,{"$f":"IF(Z8658<0,0,epw!O8658*SIN(RADIANS(SolarPosition!Z8658)))+epw!P8658","v":76.368542858980206},263.88888888888891,0.95000000000000007,19.801887269014273,19.801887269014273,0.33876891178790308,1.0503142324488559,0.56985805465838668,1.71,0.37,475,102.77777777777777,null,null,null,null,null,null,null,null,null,null,null,null,360.58333333335793,8.9896048498658949,{"$f":"(epw!G8662+273.15)^4*(5.67/(10^8))-epw!M8662","v":80.252557620135349}]
[43.462000000000003,0.75855499950177552,142.22399999999999,2.4822770753564147,361,0.45833333333333398,3.3152000000000008,361,352.53413888,6.1528814491389543,{"$f":"epw!A8659-1968","v":37},13.043343297746489,0.22764928601361129,352.28028910976718,6.1484509348429608,0.25384977023281863,4.4305142959937781E-3,8.2951396374281346E-3,0.47527649169631203,-0.2214267214634934,-0.40722358996022495,-23.332193022886894,-7.9974267214632642,-0.13958142797650941,0.39797580318667353,22.802333870925491,-0.13858177231700913,0.99035099453753084,-0.13902922521053873,-7.9657878335376937,null,{"$f":"IF(Z8659<0,0,epw!O8659*SIN(RADIANS(SolarPosition!Z8659)))+epw!P8659","v":279.63230733073442},361.11111111111109,1.3,22.533936611071642,22.533936611071642,0.38323058422644879,1.2165704967856523,0.68933420049892424,2.73,0.25,758.33333333333337,69.444444444444443,null,null,null,null,null,null,null,null,null,null,null,null,360.62500000002461,8.9875497313482615,{"$f":"(epw!G8663+273.15)^4*(5.67/(10^8))-epw!M8663","v":69.650163032997227}]
[43.462000000000003,0.75855499950177552,142.22399999999999,2.4822770753564147,361,0.5,3.3152000000000008,361,352.53413888,6.1528814491389543,{"$f":"epw!A8660-1968","v":37},13.043343297746489,0.22764928601361129,352.28028910976718,6.1484509348429608,0.25384977023281863,4.4305142959937781E-3,8.2951396374281346E-3,0.47527649169631203,-0.2214267214634934,-0.40722358996022495,-23.332193022886894,7.002573278536496,0.12221795982263584,0.39961489589615773,22.896246965409599,0.12151863116115735,0.99258915079740762,0.12181970926522578,6.9797552024081675,null,{"$f":"IF(Z8660<0,0,epw!O8660*SIN(RADIANS(SolarPosition!Z8660)))+epw!P8660","v":357.01957958612661},247.22222222222223,0.89,22.512661223185109,22.512661223185109,0.38288758194837141,1.2152624439921407,0.4723515668967001,0.95,0.53,263.88888888888886,147.22222222222223,null,null,null,null,null,null,null,null,null,null,null,null,360.6666666666913,8.9854938763639574,{"$f":"(epw!G8664+273.15)^4*(5.67/(10^8))-epw!M8664","v":74.223781803500913}]
[43.462000000000003,0.75855499950177552,142.22399999999999,2.4822770753564147,361,0.54166666666666696,3.3152000000000008,361,352.53413888,6.1528814491389543,{"$f":"epw!A8661-1968","v":37},13.043343297746489,0.22764928601361129,352.28028910976718,6.1484509348429608,0.25384977023281863,4.4305142959937781E-3,8.2951396374281346E-3,0.47527649169631203,-0.2214267214634934,-0.40722358996022495,-23.332193022886894,22.002573278536602,0.38401734762178708,0.35276482399615161,20.211935575654795,0.36658490238339947,0.93038460291674752,0.37533572421900629,21.505152898235256,null,{"$f":"IF(Z8661<0,0,epw!O8661*SIN(RADIANS(SolarPosition!Z8661)))+epw!P8661","v":219.7446937261268},186.11111111111111,0.67,19.740659458931773,19.740659458931773,0.33776327999208433,1.0466306982325442,0.40309647865202664,0.61,0.46,169.44444444444443,127.77777777777777,null,null,null,null,null,null,null,null,null,null,null,null,360.70833333335798,8.9834372859706377,{"$f":"(epw!G8665+273.15)^4*(5.67/(10^8))-epw!M8665","v":72.830013318875388}]
[43.462000000000003,0.75855499950177552,142.22399999999999,2.4822770753564147,361,0.58333333333333404,3.3152000000000008,361,352.53413888,6.1528814491389543,{"$f":"epw!A8662-1968","v":37},13.043343297746489,0.22764928601361129,352.28028910976718,6.1484509348429608,0.25384977023281863,4.4305142959937781E-3,8.2951396374281346E-3,0.47527649169631203,-0.2214267214634934,-0.40722358996022495,-23.332193022886894,37.002573278536765,0.64581673542093931,0.26282814266800725,15.058943312139089,0.57228679631112678,0.82005354871980596,0.60929174457484003,34.909845456301305,null,{"$f":"IF(Z8662<0,0,epw!O8662*SIN(RADIANS(SolarPosition!Z8662)))+epw!P8662","v":276.7809557779587},191.66666666666669,0.69000000000000017,14.532718817292313,14.532718817292313,0.25093282496447322,0.74135652916803563,0.5587766502574929,1.7,0.26,472.22222222222223,72.222222222222214,null,null,null,null,null,null,null,null,null,null,null,null,360.75000000002467,8.9813799612263345,{"$f":"(epw!G8666+273.15)^4*(5.67/(10^8))-epw!M8666","v":70.380303478271458}]
[43.462000000000003,0.75855499950177552,142.22399999999999,2.4822770753564147,361,0.625,3.3152000000000008,361,352.53413888,6.1528814491389543,{"$f":"epw!A8663-1968","v":37},13.043343297746489,0.22764928601361129,352.28028910976718,6.1484509348429608,0.25384977023281863,4.4305142959937781E-3,8.2951396374281346E-3,0.47527649169631203,-0.2214267214634934,-0.40722358996022495,-23.332193022886894,52.002573278536495,0.907616123220084,0.13829983046903802,7.9239965932506671,0.73057139993387987,0.6828363124487824,0.81915838014031794,46.934317934813329,null,{"$f":"IF(Z8663<0,0,epw!O8663*SIN(RADIANS(SolarPosition!Z8663)))+epw!P8663","v":174.01801826245321},58.333333333333329,0.21,7.3721507662935108,7.3721507662935108,0.12831356888155851,0.3530713946049136,0.3325778682062846,0.38,0.16,105.55555555555556,44.444444444444443,null,null,null,null,null,null,null,null,null,null,null,null,360.79166666669136,8.9793219031894616,{"$f":"(epw!G8667+273.15)^4*(5.67/(10^8))-epw!M8667","v":74.600819292769756}]
[43.462000000000003,0.75855499950177552,142.22399999999999,2.4822770753564147,361,0.66666666666666696,3.3152000000000008,361,352.53413888,6.1528814491389543,{"$f":"epw!A8664-1968","v":37},13.043343297746489,0.22764928601361129,352.28028910976718,6.1484509348429608,0.25384977023281863,4.4305142959937781E-3,8.2951396374281346E-3,0.47527649169631203,-0.2214267214634934,-0.40722358996022495,-23.332193022886894,67.002573278536616,1.1694155110192357,-1.2055377606081913E-2,-0.69072225726501946,0.84530717601746241,0.5342806174412309,1.0071398397085605,57.704862194782756,null,{"$f":"IF(Z8664<0,0,epw!O8664*SIN(RADIANS(SolarPosition!Z8664)))+epw!P8664","v":58},5.5555555555555554,0.02,-1.2456045752484044,3,5.2335956242943828E-2,0.13746473821734803,7.7656259334677499E-2,0.01,0.02,2.7777777777777777,5.5555555555555554,null,null,null,null,null,null,null,null,null,null,null,null,360.83333333335804,8.9772631129188056,{"$f":"(epw!G8668+273.15)^4*(5.67/(10^8))-epw!M8668","v":73.720068322325574}]
[43.462000000000003,0.75855499950177552,142.22399999999999,2.4822770753564147,361,0.70833333333333404,3.3152000000000008,361,352.53413888,6.1528814491389543,{"$f":"epw!A8665-1968","v":37},13.043343297746489,0.22764928601361129,352.28028910976718,6.1484509348429608,0.25384977023281863,4.4305142959937781E-3,8.2951396374281346E-3,0.47527649169631203,-0.2214267214634934,-0.40722358996022495,-23.332193022886894,82.002573278536772,1.4312148988183877,-0.18069607711070323,-10.353122593013774,0.92434301547360975,0.38156256334335786,1.1793101605922405,67.569494938830715,null,{"$f":"IF(Z8665<0,0,epw!O8665*SIN(RADIANS(SolarPosition!Z8665)))+epw!P8665","v":28},0,0,-10.894236696403974,"-","-","-","-",0,0,0,0,null,null,null,null,null,null,null,null,null,null,null,null,360.87500000002473,8.975203591473532,{"$f":"(epw!G8669+273.15)^4*(5.67/(10^8))-epw!M8669","v":63.103389466596468}]
[43.462000000000003,0.75855499950177552,142.22399999999999,2.4822770753564147,361,0.75,3.3152000000000008,361,352.53413888,6.1528814491389543,{"$f":"epw!A8666-1968","v":37},13.043343297746489,0.22764928601361129,352.28028910976718,6.1484509348429608,0.25384977023281863,4.4305142959937781E-3,8.2951396374281346E-3,0.47527649169631203,-0.2214267214634934,-0.40722358996022495,-23.332193022886894,97.002573278536502,1.6930142866175326,-0.36151610438952919,-20.713347007530917,0.97435537048187659,0.22501469288276488,1.3438382110492832,76.996257841534728,null,{"$f":"IF(Z8666<0,0,epw!O8666*SIN(RADIANS(SolarPosition!Z8666)))+epw!P8666","v":10},0,0,-21.226975640168327,"-","-","-","-",0,0,0,0,null,null,null,null,null,null,null,null,null,null,null,null,360.91666666669141,8.9731433399131824,{"$f":"(epw!G8670+273.15)^4*(5.67/(10^8))-epw!M8670","v":61.906137646429272}]
[43.462000000000003,0.75855499950177552,142.22399999999999,2.4822770753564147,361,0.79166666666666696,3.3152000000000008,361,352.53413888,6.1528814491389543,{"$f":"epw!A8667-1968","v":37},13.043343297746489,0.22764928601361129,352.28028910976718,6.1484509348429608,0.25384977023281863,4.4305142959937781E-3,8.2951396374281346E-3,0.47527649169631203,-0.2214267214634934,-0.40722358996022495,-23.332193022886894,112.00257327853662,1.954813674416684,-0.54935107972429364,-31.475498339156839,0.99822185346483194,5.9608147641371324E-2,1.5111528233313818,86.582678976166704,null,{"$f":"IF(Z8667<0,0,epw!O8667*SIN(RADIANS(SolarPosition!Z8667)))+epw!P8667","v":0},0,0,-31.947664225896563,"-","-","-","-",0,0,0,0,null,null,null,null,null,null,null,null,null,null,null,null,360.9583333333581,8.9710823592976716,{"$f":"(epw!G8671+273.15)^4*(5.67/(10^8))-epw!M8671","v":67.103389466596468}]
[43.462000000000003,0.75855499950177552,142.22399999999999,2.4822770753564147,361,0.83333333333333404,3.3152000000000008,361,352.53413888,6.1528814491389543,{"$f":"epw!A8668-1968","v":37},13.043343297746489,0.22764928601361129,352.28028910976718,6.1484509348429608,0.25384977023281863,4.4305142959937781E-3,8.2951396374281346E-3,0.47527649169631203,-0.2214267214634934,-0.40722358996022495,-23.332193022886894,127.00257327853677,2.2166130622158358,-0.7390131622898648,-42.342335203825819,0.99210948234962393,-0.12537453900996445,1.6965016667881252,97.202385443869076,null,{"$f":"IF(Z8668<0,0,epw!O8668*SIN(RADIANS(SolarPosition!Z8668)))+epw!P8668","v":0},0,0,-42.754090148359005,"-","-","-","-",0,0,0,0,null,null,null,null,null,null,null,null,null,null,null,null,361.00000000002478,8.9690206506872912,{"$f":"(epw!G8672+273.15)^4*(5.67/(10^8))-epw!M8672","v":63.108030600065206}]
[43.462000000000003,0.75855499950177552,142.22399999999999,2.4822770753564147,361,0.875,3.3152000000000008,361,352.53413888,6.1528814491389543,{"$f":"epw!A8669-1968","v":37},13.043343297746489,0.22764928601361129,352.28028910976718,6.1484509348429608,0.25384977023281863,4.4305142959937781E-3,8.2951396374281346E-3,0.47527649169631203,-0.2214267214634934,-0.40722358996022495,-23.332193022886894,142.00257327853649,2.4784124500149805,-0.92338572240523187,-52.906104756458404,0.93725929093054372,-0.34863307583242131,1.9269086072096226,110.40373070054308,null,{"$f":"IF(Z8669<0,0,epw!O8669*SIN(RADIANS(SolarPosition!Z8669)))+epw!P8669","v":0},0,0,-53.224490290586289,"-","-","-","-",0,0,0,0,null,null,null,null,null,null,null,null,null,null,null,null,361.04166666669147,8.9669582151427107,{"$f":"(epw!G8673+273.15)^4*(5.67/(10^8))-epw!M8673","v":65.528869931922259}]
[43.462000000000003,0.75855499950177552,142.22399999999999,2.4822770753564147,361,0.91666666666666696,3.3152000000000008,361,352.53413888,6.1528814491389543,{"$f":"epw!A8670-1968","v":37},13.043343297746489,0.22764928601361129,352.28028910976718,6.1484509348429608,0.25384977023281863,4.4305142959937781E-3,8.2951396374281346E-3,0.47527649169631203,-0.2214267214634934,-0.40722358996022495,-23.332193022886894,157.0025732785366,2.7402118378141318,-1.0885286866629655,-62.368099624706346,0.7734992562696672,-0.6337972077488756,2.2572488531102612,129.33083259396346,null,{"$f":"IF(Z8670<0,0,epw!O8670*SIN(RADIANS(SolarPosition!Z8670)))+epw!P8670","v":0},0,0,-62.526425127373543,"-","-","-","-",0,0,0,0,null,null,null,null,null,null,null,null,null,null,null,null,361.08333333335815,8.9648950537249696,{"$f":"(epw!G8674+273.15)^4*(5.67/(10^8))-epw!M8674","v":61.152052868408987}]
[43.462000000000003,0.75855499950177552,142.22399999999999,2.4822770753564147,361,0.95833333333333404,3.3152000000000008,361,352.53413888,6.1528814491389543,{"$f":"epw!A8671-1968","v":37},13.043343297746489,0.22764928601361129,352.28028910976718,6.1484509348429608,0.25384977023281863,4.4305142959937781E-3,8.2951396374281346E-3,0.47527649169631203,-0.2214267214634934,-0.40722358996022495,-23.332193022886894,172.00257327853677,3.002011225613284,-1.2010897651506021,-68.817374359488724,0.35354677790337219,-0.9354168460286274,2.7802325989365033,159.29559398374974,null,{"$f":"IF(Z8671<0,0,epw!O8671*SIN(RADIANS(SolarPosition!Z8671)))+epw!P8671","v":0},0,0,-68.699076456093948,"-","-","-","-",0,0,0,0,null,null,null,null,null,null,null,null,null,null,null,null,361.12500000002484,8.9628311674954801,{"$f":"(epw!G8675+273.15)^4*(5.67/(10^8))-epw!M8675","v":65.966439889974538}]
[43.462000000000003,0.75855499950177552,142.22399999999999,2.4822770753564147,361,0,3.3152000000000008,361,352.53413888,6.1528814491389543,{"$f":"epw!A8672-1968","v":37},13.043343297746489,0.22764928601361129,352.28028910976718,6.1484509348429608,0.25384977023281863,4.4305142959937781E-3,8.2951396374281346E-3,0.47527649169631203,-0.2214267214634934,-0.40722358996022495,-23.332193022886894,-172.99742672146351,-3.0193746937671575,-1.2052927443186885,-69.05818732720148,-0.31320125873752841,-0.94968677548191005,-2.8230306289296521,-161.74774047383147,null,{"$f":"IF(Z8672<0,0,epw!O8672*SIN(RADIANS(SolarPosition!Z8672)))+epw!P8672","v":0},0,0,-68.645042129352277,"-","-","-","-",0,0,0,0,null,null,null,null,null,null,null,null,null,null,null,null,361.16666666669153,8.9607665575160276,{"$f":"(epw!G8676+273.15)^4*(5.67/(10^8))-epw!M8676","v":53.745558780087663}]
[43.462000000000003,0.75855499950177552,142.22399999999999,2.4822770753564147,362,4.1666666666666664E-2,3.3152000000000008,362,353.51973888000003,6.1700834142466121,{"$f":"epw!A8673-1968","v":37},13.043390387524267,0.22765010788527759,353.29923749934011,6.166234939148902,0.22050138065992542,3.8484750977090454E-3,9.8557383693286572E-3,0.56469221254768032,-0.3441908318877549,-0.40644071836724438,-23.287337784708424,-158.12019083188775,-2.7597179438981931,-1.098710375421923,-62.951467418910404,-0.75273279367879764,-0.65832616636475316,-2.2893892436049055,-131.17234132120899,null,{"$f":"IF(Z8673<0,0,epw!O8673*SIN(RADIANS(SolarPosition!Z8673)))+epw!P8673","v":0},0,0,-62.437060007856537,"-","-","-","-",0,0,0,0,null,null,null,null,null,null,null,null,null,null,null,null,361.20833333335821,8.9587012248487756,{"$f":"(epw!G8677+273.15)^4*(5.67/(10^8))-epw!M8677","v":49.316363737550034}]
[43.462000000000003,0.75855499950177552,142.22399999999999,2.4822770753564147,362,8.3333333333333329E-2,3.3152000000000008,362,353.51973888000003,6.1700834142466121,{"$f":"epw!A8674-1968","v":37},13.043390387524267,0.22765010788527759,353.29923749934011,6.166234939148902,0.22050138065992542,3.8484750977090454E-3,9.8557383693286572E-3,0.56469221254768032,-0.3441908318877549,-0.40644071836724438,-23.287337784708424,-143.12019083188775,-2.4979185560990436,-0.93607406555949335,-53.633093268211297,-0.9296631325645075,-0.36841072181784668,-1.9480952467031378,-111.61763572558671,null,{"$f":"IF(Z8674<0,0,epw!O8674*SIN(RADIANS(SolarPosition!Z8674)))+epw!P8674","v":0},0,0,-53.127070225956636,"-","-","-","-",0,0,0,0,null,null,null,null,null,null,null,null,null,null,null,null,361.2500000000249,8.9566351705562504,{"$f":"(epw!G8678+273.15)^4*(5.67/(10^8))-epw!M8678","v":56.503394605303754}]
[43.462000000000003,0.75855499950177552,142.22399999999999,2.4822770753564147,362,0.125,3.3152000000000008,362,353.51973888000003,6.1700834142466121,{"$f":"epw!A8675-1968","v":37},13.043390387524267,0.22765010788527759,353.29923749934011,6.166234939148902,0.22050138065992542,3.8484750977090454E-3,9.8557383693286572E-3,0.56469221254768032,-0.3441908318877549,-0.40644071836724438,-23.287337784708424,-128.12019083188775,-2.2361191682998944,-0.75255813704526497,-43.118405090921492,-0.98997712057831255,-0.1412278327082635,-1.7124978958421333,-98.118901856788298,null,{"$f":"IF(Z8675<0,0,epw!O8675*SIN(RADIANS(SolarPosition!Z8675)))+epw!P8675","v":0},0,0,-42.654399197599034,"-","-","-","-",0,0,0,0,null,null,null,null,null,null,null,null,null,null,null,null,361.29166666669158,8.954568395701358,{"$f":"(epw!G8679+273.15)^4*(5.67/(10^8))-epw!M8679","v":48.110269223846501}]
[43.462000000000003,0.75855499950177552,142.22399999999999,2.4822770753564147,362,0.16666666666666699,3.3152000000000008,362,353.51973888000003,6.1700834142466121,{"$f":"epw!A8676-1968","v":37},13.043390387524267,0.22765010788527759,353.29923749934011,6.166234939148902,0.22050138065992542,3.8484750977090454E-3,9.8557383693286572E-3,0.56469221254768032,-0.3441908318877549,-0.40644071836724438,-23.287337784708424,-113.12019083188764,-1.9743197805007426,-0.56300860233248406,-32.258016743210653,-0.99894390821336743,4.5946362678705381E-2,-1.5248337827549669,-87.366540210827864,null,{"$f":"IF(Z8676<0,0,epw!O8676*SIN(RADIANS(SolarPosition!Z8676)))+epw!P8676","v":0},0,0,-31.84768171659308,"-","-","-","-",0,0,0,0,null,null,null,null,null,null,null,null,null,null,null,null,361.33333333335827,8.9525009013473671,{"$f":"(epw!G8680+273.15)^4*(5.67/(10^8))-epw!M8680","v":48.316237066665792}]
[43.462000000000003,0.75855499950177552,142.22399999999999,2.4822770753564147,362,0.20833333333333401,3.3152000000000008,362,353.51973888000003,6.1700834142466121,{"$f":"epw!A8677-1968","v":37},13.043390387524267,0.22765010788527759,353.29923749934011,6.166234939148902,0.22050138065992542,3.8484750977090454E-3,9.8557383693286572E-3,0.56469221254768032,-0.3441908318877549,-0.40644071836724438,-23.287337784708424,-98.120190831887541,-1.7125203927015917,-0.37483289322950586,-21.476342804728496,-0.97717061479033973,0.21245608861661139,-1.3567085812140902,-77.733675732749262,null,{"$f":"IF(Z8677<0,0,epw!O8677*SIN(RADIANS(SolarPosition!Z8677)))+epw!P8677","v":0},0,0,-21.127805237259643,"-","-","-","-",0,0,0,0,null,null,null,null,null,null,null,null,null,null,null,null,361.37500000002495,8.9504326885579228,{"$f":"(epw!G8681+273.15)^4*(5.67/(10^8))-epw!M8681","v":58.507973725211514}]
[43.462000000000003,0.75855499950177552,142.22399999999999,2.4822770753564147,362,0.25,3.3152000000000008,362,353.51973888000003,6.1700834142466121,{"$f":"epw!A8678-1968","v":37},13.043390387524267,0.22765010788527759,353.29923749934011,6.166234939148902,0.22050138065992542,3.8484750977090454E-3,9.8557383693286572E-3,0.56469221254768032,-0.3441908318877549,-0.40644071836724438,-23.287337784708424,-83.120190831887768,-1.4507210049024459,-0.19328482991479379,-11.074404998021643,-0.92922344800684897,0.36951831304316013,-1.1923057353712252,-68.314086526013199,null,{"$f":"IF(Z8678<0,0,epw!O8678*SIN(RADIANS(SolarPosition!Z8678)))+epw!P8678","v":0},0,0,-10.796991689612996,"-","-","-","-",0,0,0,0,null,null,null,null,null,null,null,null,null,null,null,null,361.41666666669164,8.9483637583970381,{"$f":"(epw!G8682+273.15)^4*(5.67/(10^8))-epw!M8682","v":66.108030600065206}]
[43.462000000000003,0.75855499950177552,142.22399999999999,2.4822770753564147,362,0.29166666666666702,3.3152000000000008,362,353.51973888000003,6.1700834142466121,{"$f":"epw!A8679-1968","v":37},13.043390387524267,0.22765010788527759,353.29923749934011,6.166234939148902,0.22050138065992542,3.8484750977090454E-3,9.8557383693286572E-3,0.56469221254768032,-0.3441908318877549,-0.40644071836724438,-23.287337784708424,-68.120190831887626,-1.1889216171032941,-2.349476863933565E-2,-1.3461510836702566,-0.85260492409554445,0.52255606723875181,-1.0209501704716266,-58.496135861186126,null,{"$f":"IF(Z8679<0,0,epw!O8679*SIN(RADIANS(SolarPosition!Z8679)))+epw!P8679","v":0},2.7777777777777777,0.01,-1.1518016413490801,3,5.2335956242943828E-2,0.13746473821734803,3.882812966733875E-2,0,0.01,0,2.7777777777777777,null,null,null,null,null,null,null,null,null,null,null,null,361.45833333335833,8.9462941119290935,{"$f":"(epw!G8683+273.15)^4*(5.67/(10^8))-epw!M8683","v":66.782694413834463}]
[43.462000000000003,0.75855499950177552,142.22399999999999,2.4822770753564147,362,0.33333333333333398,3.3152000000000008,362,353.51973888000003,6.1700834142466121,{"$f":"epw!A8680-1968","v":37},13.043390387524267,0.22765010788527759,353.29923749934011,6.166234939148902,0.22050138065992542,3.8484750977090454E-3,9.8557383693286572E-3,0.56469221254768032,-0.3441908318877549,-0.40644071836724438,-23.287337784708424,-53.120190831887527,-0.92712222930414301,0.12852022574775168,7.3636665174147469,-0.74084166005112684,0.67167971141958016,-0.83432256148569994,-47.803161525674732,null,{"$f":"IF(Z8680<0,0,epw!O8680*SIN(RADIANS(SolarPosition!Z8680)))+epw!P8680","v":0},77.777777777777771,0.28000000000000003,7.4603020881251449,7.4603020881251449,0.12983922918391214,0.35759607676516381,0.43822660243022649,0.88,0.17,244.44444444444443,47.222222222222221,null,null,null,null,null,null,null,null,null,null,null,null,361.50000000002501,8.9442237502188391,{"$f":"(epw!G8684+273.15)^4*(5.67/(10^8))-epw!M8684","v":67.796661982301771}]
[43.462000000000003,0.75855499950177552,142.22399999999999,2.4822770753564147,362,0.375,3.3152000000000008,362,353.51973888000003,6.1700834142466121,{"$f":"epw!A8681-1968","v":37},13.043390387524267,0.22765010788527759,353.29923749934011,6.166234939148902,0.22050138065992542,3.8484750977090454E-3,9.8557383693286572E-3,0.56469221254768032,-0.3441908318877549,-0.40644071836724438,-23.287337784708424,-38.120190831887768,-0.66532284150499776,0.25532412851935199,14.628994972014686,-0.58602090454693934,0.81029593324537108,-0.62613940027657644,-35.875145022700323,null,{"$f":"IF(Z8681<0,0,epw!O8681*SIN(RADIANS(SolarPosition!Z8681)))+epw!P8681","v":0},108.33333333333333,0.39,14.612109268243096,14.612109268243096,0.25227387465574341,0.74587964588726596,0.31415137466569254,0.3,0.31,83.333333333333329,86.111111111111114,null,null,null,null,null,null,null,null,null,null,null,null,361.5416666666917,8.9421526743313926,{"$f":"(epw!G8685+273.15)^4*(5.67/(10^8))-epw!M8685","v":56.223781803500913}]
[43.462000000000003,0.75855499950177552,142.22399999999999,2.4822770753564147,362,0.41666666666666702,3.3152000000000008,362,353.51973888000003,6.1700834142466121,{"$f":"epw!A8682-1968","v":37},13.043390387524267,0.22765010788527759,353.29923749934011,6.166234939148902,0.22050138065992542,3.8484750977090454E-3,9.8557383693286572E-3,0.56469221254768032,-0.3441908318877549,-0.40644071836724438,-23.287337784708424,-23.120190831887633,-0.40352345370584597,0.3482009220733342,19.950443257365716,-0.38369912134726553,0.92345816595952834,-0.39379870618067048,-22.563003841864784,null,{"$f":"IF(Z8682<0,0,epw!O8682*SIN(RADIANS(SolarPosition!Z8682)))+epw!P8682","v":80.146962761089114},111.11111111111111,0.4,19.80736372678485,19.80736372678485,0.33885884064587701,1.0506437987568484,0.23987655643180755,0.13,0.36,36.111111111111107,100,null,null,null,null,null,null,null,null,null,null,null,null,361.58333333335838,8.9400808853322395,{"$f":"(epw!G8686+273.15)^4*(5.67/(10^8))-epw!M8686","v":52.279330863034545}]
[43.462000000000003,0.75855499950177552,142.22399999999999,2.4822770753564147,362,0.45833333333333398,3.3152000000000008,362,353.51973888000003,6.1700834142466121,{"$f":"epw!A8683-1968","v":37},13.043390387524267,0.22765010788527759,353.29923749934011,6.166234939148902,0.22050138065992542,3.8484750977090454E-3,9.8557383693286572E-3,0.56469221254768032,-0.3441908318877549,-0.40644071836724438,-23.287337784708424,-8.1201908318875251,-0.14172406590669467,0.39853666271670368,22.834468754895909,-0.14077559438751769,0.99004153045457699,-0.14124476697353305,-8.0927290258922415,null,{"$f":"IF(Z8683<0,0,epw!O8683*SIN(RADIANS(SolarPosition!Z8683)))+epw!P8683","v":311.66381021557305},122.22222222222221,0.44,22.562655365391262,22.562655365391262,0.38369350481050724,1.2183364911076688,0.23303162516609752,0.11,0.4,30.555555555555554,111.11111111111111,null,null,null,null,null,null,null,null,null,null,null,null,361.62500000002507,8.9380083842872331,{"$f":"(epw!G8687+273.15)^4*(5.67/(10^8))-epw!M8687","v":61.997220879750103}]
[43.462000000000003,0.75855499950177552,142.22399999999999,2.4822770753564147,362,0.5,3.3152000000000008,362,353.51973888000003,6.1700834142466121,{"$f":"epw!A8684-1968","v":37},13.043390387524267,0.22765010788527759,353.29923749934011,6.166234939148902,0.22050138065992542,3.8484750977090454E-3,9.8557383693286572E-3,0.56469221254768032,-0.3441908318877549,-0.40644071836724438,-23.287337784708424,6.8798091681122351,0.12007532189245058,0.40058161495040356,22.951635887192765,0.11948771647206513,0.99283567905887182,0.11977388617466711,6.8625381736887459,null,{"$f":"IF(Z8684<0,0,epw!O8684*SIN(RADIANS(SolarPosition!Z8684)))+epw!P8684","v":208.81172976517408},152.77777777777777,0.55000000000000004,22.564451822051527,22.564451822051527,0.38372245887960033,1.2184469718828501,0.29126755198515492,0.22,0.47,61.111111111111107,130.55555555555554,null,null,null,null,null,null,null,null,null,null,null,null,361.66666666669175,8.9359351722625924,{"$f":"(epw!G8688+273.15)^4*(5.67/(10^8))-epw!M8688","v":68.306220575932116}]
[43.462000000000003,0.75855499950177552,142.22399999999999,2.4822770753564147,362,0.54166666666666696,3.3152000000000008,362,353.51973888000003,6.1700834142466121,{"$f":"epw!A8685-1968","v":37},13.043390387524267,0.22765010788527759,353.29923749934011,6.166234939148902,0.22050138065992542,3.8484750977090454E-3,9.8557383693286572E-3,0.56469221254768032,-0.3441908318877549,-0.40644071836724438,-23.287337784708424,21.879809168112342,0.38187470969160187,0.35408310362309492,20.287467434496726,0.36494069386867478,0.93103076746080216,0.37356910284769285,21.403932949661382,null,{"$f":"IF(Z8685<0,0,epw!O8685*SIN(RADIANS(SolarPosition!Z8685)))+epw!P8685","v":346.74133192296404},147.22222222222223,0.53,19.812533444089325,19.812533444089325,0.33894372968119613,1.0509549203158848,0.31775683459421766,0.3,0.43,83.333333333333329,119.44444444444444,null,null,null,null,null,null,null,null,null,null,null,null,361.70833333335844,8.9338612503249006,{"$f":"(epw!G8689+273.15)^4*(5.67/(10^8))-epw!M8689","v":70.041770216693521}]
[43.462000000000003,0.75855499950177552,142.22399999999999,2.4822770753564147,362,0.58333333333333404,3.3152000000000008,362,353.51973888000003,6.1700834142466121,{"$f":"epw!A8686-1968","v":37},13.043390387524267,0.22765010788527759,353.29923749934011,6.166234939148902,0.22050138065992542,3.8484750977090454E-3,9.8557383693286572E-3,0.56469221254768032,-0.3441908318877549,-0.40644071836724438,-23.287337784708424,36.879809168112502,0.64367409749075399,0.26441563581385152,15.149899969401911,0.57109557869014937,0.820883572743762,0.60783987003785156,34.826659172949363,null,{"$f":"IF(Z8686<0,0,epw!O8686*SIN(RADIANS(SolarPosition!Z8686)))+epw!P8686","v":283.91818141314809},86.111111111111114,0.31,14.620105192328449,14.620105192328449,0.25240891360981738,0.74633544031206245,0.24957647197278179,0.15,0.27,41.666666666666664,75,null,null,null,null,null,null,null,null,null,null,null,null,361.75000000002512,8.9317866195411071,{"$f":"(epw!G8690+273.15)^4*(5.67/(10^8))-epw!M8690","v":73.657989146407033}]
[43.462000000000003,0.75855499950177552,142.22399999999999,2.4822770753564147,362,0.625,3.3152000000000008,362,353.51973888000003,6.1700834142466121,{"$f":"epw!A8687-1968","v":37},13.043390387524267,0.22765010788527759,353.29923749934011,6.166234939148902,0.22050138065992542,3.8484750977090454E-3,9.8557383693286572E-3,0.56469221254768032,-0.3441908318877549,-0.40644071836724438,-23.287337784708424,51.879809168112232,0.90547348528989891,0.14007474929192326,8.0256919507803186,0.72977435226098408,0.68368808296039574,0.81799184760685095,46.867480543980967,null,{"$f":"IF(Z8687<0,0,epw!O8687*SIN(RADIANS(SolarPosition!Z8687)))+epw!P8687","v":144.39678807195287},33.333333333333336,0.12000000000000001,7.4704715553022725,7.4704715553022725,0.13001521537518329,0.35811849796154294,0.18755718300211216,7.0000000000000007E-2,0.11,19.444444444444443,30.555555555555554,null,null,null,null,null,null,null,null,null,null,null,null,361.79166666669181,8.9297112809785268,{"$f":"(epw!G8691+273.15)^4*(5.67/(10^8))-epw!M8691","v":55.590488421346492}]
[43.462000000000003,0.75855499950177552,142.22399999999999,2.4822770753564147,362,0.66666666666666696,3.3152000000000008,362,353.51973888000003,6.1700834142466121,{"$f":"epw!A8688-1968","v":37},13.043390387524267,0.22765010788527759,353.29923749934011,6.166234939148902,0.22050138065992542,3.8484750977090454E-3,9.8557383693286572E-3,0.56469221254768032,-0.3441908318877549,-0.40644071836724438,-23.287337784708424,66.879809168112345,1.1672728730890503,-1.0158486842887266E-2,-0.58203842233661651,0.84480365282215908,0.5350764320901612,1.0061981090521606,57.650905002732955,null,{"$f":"IF(Z8688<0,0,epw!O8688*SIN(RADIANS(SolarPosition!Z8688)))+epw!P8688","v":62},2.7777777777777777,0.01,-1.1400570804670127,3,5.2335956242943828E-2,0.13746473821734803,3.882812966733875E-2,0,0.01,0,2.7777777777777777,null,null,null,null,null,null,null,null,null,null,null,null,361.8333333333585,8.9276352357048392,{"$f":"(epw!G8692+273.15)^4*(5.67/(10^8))-epw!M8692","v":62.789295064964904}]
[43.462000000000003,0.75855499950177552,142.22399999999999,2.4822770753564147,362,0.70833333333333404,3.3152000000000008,362,353.51973888000003,6.1700834142466121,{"$f":"epw!A8689-1968","v":37},13.043390387524267,0.22765010788527759,353.29923749934011,6.166234939148902,0.22050138065992542,3.8484750977090454E-3,9.8557383693286572E-3,0.56469221254768032,-0.3441908318877549,-0.40644071836724438,-23.287337784708424,81.879809168112502,1.4290722608882023,-0.17872408385896985,-10.240135702461171,0.92404329277863695,0.38228784060026616,1.1785253925851982,67.524531044130299,null,{"$f":"IF(Z8689<0,0,epw!O8689*SIN(RADIANS(SolarPosition!Z8689)))+epw!P8689","v":28},0,0,-10.784163924114962,"-","-","-","-",0,0,0,0,null,null,null,null,null,null,null,null,null,null,null,null,361.87500000002518,8.925558484788084,{"$f":"(epw!G8693+273.15)^4*(5.67/(10^8))-epw!M8693","v":62.565246920190248}]
[43.462000000000003,0.75855499950177552,142.22399999999999,2.4822770753564147,362,0.75,3.3152000000000008,362,353.51973888000003,6.1700834142466121,{"$f":"epw!A8690-1968","v":37},13.043390387524267,0.22765010788527759,353.29923749934011,6.166234939148902,0.22050138065992542,3.8484750977090454E-3,9.8557383693286572E-3,0.56469221254768032,-0.3441908318877549,-0.40644071836724438,-23.287337784708424,96.879809168112232,1.6908716486873472,-0.35950141851395068,-20.59791400981565,0.97419818321018525,0.22569426184547553,1.3431406998786295,76.956293395293031,null,{"$f":"IF(Z8690<0,0,epw!O8690*SIN(RADIANS(SolarPosition!Z8690)))+epw!P8690","v":11},0,0,-21.11429681191154,"-","-","-","-",0,0,0,0,null,null,null,null,null,null,null,null,null,null,null,null,361.91666666669187,8.9234810292966671,{"$f":"(epw!G8694+273.15)^4*(5.67/(10^8))-epw!M8694","v":57.13406641429998}]
[43.462000000000003,0.75855499950177552,142.22399999999999,2.4822770753564147,362,0.79166666666666696,3.3152000000000008,362,353.51973888000003,6.1700834142466121,{"$f":"epw!A8691-1968","v":37},13.043390387524267,0.22765010788527759,353.29923749934011,6.166234939148902,0.22050138065992542,3.8484750977090454E-3,9.8557383693286572E-3,0.56469221254768032,-0.3441908318877549,-0.40644071836724438,-23.287337784708424,111.87980916811235,1.9526710364864985,-0.54731761079561558,-31.358989151772597,0.9981802940014548,6.0300088450756927E-2,1.5104596355560063,86.542962242227617,null,{"$f":"IF(Z8691<0,0,epw!O8691*SIN(RADIANS(SolarPosition!Z8691)))+epw!P8691","v":0},0,0,-31.833859503492214,"-","-","-","-",0,0,0,0,null,null,null,null,null,null,null,null,null,null,null,null,361.95833333335855,8.9214028702993566,{"$f":"(epw!G8695+273.15)^4*(5.67/(10^8))-epw!M8695","v":57.010584007480247}]
[43.462000000000003,0.75855499950177552,142.22399999999999,2.4822770753564147,362,0.83333333333333404,3.3152000000000008,362,353.51973888000003,6.1700834142466121,{"$f":"epw!A8692-1968","v":37},13.043390387524267,0.22765010788527759,353.29923749934011,6.166234939148902,0.22050138065992542,3.8484750977090454E-3,9.8557383693286572E-3,0.56469221254768032,-0.3441908318877549,-0.40644071836724438,-23.287337784708424,126.8798091681125,2.214470424285651,-0.7369843271014801,-42.226091510203744,0.99221205939562662,-0.12456014286235181,1.6956808360056599,97.155355304339395,null,{"$f":"IF(Z8692<0,0,epw!O8692*SIN(RADIANS(SolarPosition!Z8692)))+epw!P8692","v":0},0,0,-42.640690449623804,"-","-","-","-",0,0,0,0,null,null,null,null,null,null,null,null,null,null,null,null,362.00000000002524,8.9193240088652814,{"$f":"(epw!G8696+273.15)^4*(5.67/(10^8))-epw!M8696","v":61.152052868408987}]
[43.462000000000003,0.75855499950177552,142.22399999999999,2.4822770753564147,362,0.875,3.3152000000000008,362,353.51973888000003,6.1700834142466121,{"$f":"epw!A8693-1968","v":37},13.043390387524267,0.22765010788527759,353.29923749934011,6.166234939148902,0.22050138065992542,3.8484750977090454E-3,9.8557383693286572E-3,0.56469221254768032,-0.3441908318877549,-0.40644071836724438,-23.287337784708424,141.87980916811225,2.4762698120847952,-0.92140200130942695,-52.792445909937712,0.9376866332066236,-0.34748205407708022,1.925680815414746,110.33338341257586,null,{"$f":"IF(Z8693<0,0,epw!O8693*SIN(RADIANS(SolarPosition!Z8693)))+epw!P8693","v":0},0,0,-53.114177799218254,"-","-","-","-",0,0,0,0,null,null,null,null,null,null,null,null,null,null,null,null,362.04166666669192,8.9172444460639309,{"$f":"(epw!G8697+273.15)^4*(5.67/(10^8))-epw!M8697","v":63.316363737550034}]
[43.462000000000003,0.75855499950177552,142.22399999999999,2.4822770753564147,362,0.91666666666666696,3.3152000000000008,362,353.51973888000003,6.1700834142466121,{"$f":"epw!A8694-1968","v":37},13.043390387524267,0.22765010788527759,353.29923749934011,6.166234939148902,0.22050138065992542,3.8484750977090454E-3,9.8557383693286572E-3,0.56469221254768032,-0.3441908318877549,-0.40644071836724438,-23.287337784708424,156.87980916811236,2.738069199883947,-1.0867054076200364,-62.26363343067186,0.77496682984978926,-0.6320019087254154,2.2549300445355964,129.19797464913643,null,{"$f":"IF(Z8694<0,0,epw!O8694*SIN(RADIANS(SolarPosition!Z8694)))+epw!P8694","v":0},0,0,-62.426550627666273,"-","-","-","-",0,0,0,0,null,null,null,null,null,null,null,null,null,null,null,null,362.08333333335861,8.9151641829651602,{"$f":"(epw!G8698+273.15)^4*(5.67/(10^8))-epw!M8698","v":56.304788805789201}]
[43.462000000000003,0.75855499950177552,142.22399999999999,2.4822770753564147,362,0.95833333333333404,3.3152000000000008,362,353.51973888000003,6.1700834142466121,{"$f":"epw!A8695-1968","v":37},13.043390387524267,0.22765010788527759,353.29923749934011,6.166234939148902,0.22050138065992542,3.8484750977090454E-3,9.8557383693286572E-3,0.56469221254768032,-0.3441908318877549,-0.40644071836724438,-23.287337784708424,171.87980916811253,2.9998685876830993,-1.199785279369225,-68.742632829780987,0.35785456701176688,-0.9337773336662335,2.7756233598017195,159.0315040345601,null,{"$f":"IF(Z8695<0,0,epw!O8695*SIN(RADIANS(SolarPosition!Z8695)))+epw!P8695","v":0},0,0,-68.630959241216132,"-","-","-","-",0,0,0,0,null,null,null,null,null,null,null,null,null,null,null,null,362.1250000000253,8.9130832206391801,{"$f":"(epw!G8699+273.15)^4*(5.67/(10^8))-epw!M8699","v":47.906137646429272}]
[43.462000000000003,0.75855499950177552,142.22399999999999,2.4822770753564147,362,0,3.3152000000000008,362,353.51973888000003,6.1700834142466121,{"$f":"epw!A8696-1968","v":37},13.043390387524267,0.22765010788527759,353.29923749934011,6.166234939148902,0.22050138065992542,3.8484750977090454E-3,9.8557383693286572E-3,0.56469221254768032,-0.3441908318877549,-0.40644071836724438,-23.287337784708424,-173.12019083188775,-3.0215173316973427,-1.2050165463098679,-69.042362346986152,-0.30761891197083169,-0.95150964524690029,-2.828903068687374,-162.08420648739377,null,{"$f":"IF(Z8696<0,0,epw!O8696*SIN(RADIANS(SolarPosition!Z8696)))+epw!P8696","v":0},0,0,-68.635512573979938,"-","-","-","-",0,0,0,0,null,null,null,null,null,null,null,null,null,null,null,null,362.16666666669198,8.9110015601565582,{"$f":"(epw!G8700+273.15)^4*(5.67/(10^8))-epw!M8700","v":47.128625645815248}]
[43.462000000000003,0.75855499950177552,142.22399999999999,2.4822770753564147,363,4.1666666666666664E-2,3.3152000000000008,363,354.50533888000001,6.1872853793542673,{"$f":"epw!A8697-1968","v":37},13.043437477302044,0.22765092975694382,354.31825511681126,6.1840201517096025,0.18708376318875253,3.2652276446650972E-3,1.1402292180822613E-2,0.65330321873615504,-0.46621945554740252,-0.40552195936072771,-23.234696771245382,-158.2422194555474,-2.7618477451627306,-1.0991321692584586,-62.975634425568522,-0.74965412189935288,-0.66182981008663477,-2.2940533382320516,-131.43957425859409,null,{"$f":"IF(Z8697<0,0,epw!O8697*SIN(RADIANS(SolarPosition!Z8697)))+epw!P8697","v":0},0,0,-62.465375576341593,"-","-","-","-",0,0,0,0,null,null,null,null,null,null,null,null,null,null,null,null,362.20833333335867,8.9089192025882298,{"$f":"(epw!G8701+273.15)^4*(5.67/(10^8))-epw!M8701","v":57.373521405123569}]
[43.462000000000003,0.75855499950177552,142.22399999999999,2.4822770753564147,363,8.3333333333333329E-2,3.3152000000000008,363,354.50533888000001,6.1872853793542673,{"$f":"epw!A8698-1968","v":37},13.043437477302044,0.22765092975694382,354.31825511681126,6.1840201517096025,0.18708376318875253,3.2652276446650972E-3,1.1402292180822613E-2,0.65330321873615504,-0.46621945554740252,-0.40552195936072771,-23.234696771245382,-143.2422194555474,-2.5000483573635814,-0.93688625640162837,-53.679628375624809,-0.92841247992173759,-0.37155116353682632,-1.9514755598696376,-111.81131340345965,null,{"$f":"IF(Z8698<0,0,epw!O8698*SIN(RADIANS(SolarPosition!Z8698)))+epw!P8698","v":0},0,0,-53.176567721492503,"-","-","-","-",0,0,0,0,null,null,null,null,null,null,null,null,null,null,null,null,362.25000000002535,8.9068361490054837,{"$f":"(epw!G8702+273.15)^4*(5.67/(10^8))-epw!M8702","v":68.640704081640479}]
[43.462000000000003,0.75855499950177552,142.22399999999999,2.4822770753564147,363,0.125,3.3152000000000008,363,354.50533888000001,6.1872853793542673,{"$f":"epw!A8699-1968","v":37},13.043437477302044,0.22765092975694382,354.31825511681126,6.1840201517096025,0.18708376318875253,3.2652276446650972E-3,1.1402292180822613E-2,0.65330321873615504,-0.46621945554740252,-0.40552195936072771,-23.234696771245382,-128.2422194555474,-2.2382489695644319,-0.75351556325587221,-43.17326157198449,-0.98959848947983076,-0.14385697626196953,-1.7151541641801176,-98.271094821809015,null,{"$f":"IF(Z8699<0,0,epw!O8699*SIN(RADIANS(SolarPosition!Z8699)))+epw!P8699","v":0},0,0,-42.711752923113281,"-","-","-","-",0,0,0,0,null,null,null,null,null,null,null,null,null,null,null,null,362.29166666669204,8.9047524004799659,{"$f":"(epw!G8703+273.15)^4*(5.67/(10^8))-epw!M8703","v":69.089054160697032}]
[43.462000000000003,0.75855499950177552,142.22399999999999,2.4822770753564147,363,0.16666666666666699,3.3152000000000008,363,354.50533888000001,6.1872853793542673,{"$f":"epw!A8700-1968","v":37},13.043437477302044,0.22765092975694382,354.31825511681126,6.1840201517096025,0.18708376318875253,3.2652276446650972E-3,1.1402292180822613E-2,0.65330321873615504,-0.46621945554740252,-0.40552195936072771,-23.234696771245382,-113.24221945554729,-1.9764495817652805,-0.56398874753417438,-32.314174926577508,-0.99904602657857711,4.366963221229557E-2,-1.5271128027253202,-87.497118436555127,null,{"$f":"IF(Z8700<0,0,epw!O8700*SIN(RADIANS(SolarPosition!Z8700)))+epw!P8700","v":0},0,0,-31.906184870396103,"-","-","-","-",0,0,0,0,null,null,null,null,null,null,null,null,null,null,null,null,362.33333333335872,8.9026679580836827,{"$f":"(epw!G8704+273.15)^4*(5.67/(10^8))-epw!M8704","v":53.315936437627727}]
[43.462000000000003,0.75855499950177552,142.22399999999999,2.4822770753564147,363,0.20833333333333401,3.3152000000000008,363,354.50533888000001,6.1872853793542673,{"$f":"epw!A8701-1968","v":37},13.043437477302044,0.22765092975694382,354.31825511681126,6.1840201517096025,0.18708376318875253,3.2652276446650972E-3,1.1402292180822613E-2,0.65330321873615504,-0.46621945554740252,-0.40552195936072771,-23.234696771245382,-98.242219455547186,-1.7146501939661294,-0.37576004757865705,-21.529464835892057,-0.97761436408730606,0.21040474122550562,-1.3588073763862099,-77.853927838174144,null,{"$f":"IF(Z8701<0,0,epw!O8701*SIN(RADIANS(SolarPosition!Z8701)))+epw!P8701","v":0},0,0,-21.183269584569459,"-","-","-","-",0,0,0,0,null,null,null,null,null,null,null,null,null,null,null,null,362.37500000002541,8.9005828228889943,{"$f":"(epw!G8705+273.15)^4*(5.67/(10^8))-epw!M8705","v":46.55154431641148}]
[43.462000000000003,0.75855499950177552,142.22399999999999,2.4822770753564147,363,0.25,3.3152000000000008,363,354.50533888000001,6.1872853793542673,{"$f":"epw!A8702-1968","v":37},13.043437477302044,0.22765092975694382,354.31825511681126,6.1840201517096025,0.18708376318875253,3.2652276446650972E-3,1.1402292180822613E-2,0.65330321873615504,-0.46621945554740252,-0.40552195936072771,-23.234696771245382,-83.242219455547414,-1.452850806166984,-0.19409832800462978,-11.1210150052112,-0.92997566105296658,0.36762109548976885,-1.1943466323204679,-68.431021307625926,null,{"$f":"IF(Z8702<0,0,epw!O8702*SIN(RADIANS(SolarPosition!Z8702)))+epw!P8702","v":0},0,0,-10.846024726713996,"-","-","-","-",0,0,0,0,null,null,null,null,null,null,null,null,null,null,null,null,362.41666666669209,8.8984969959686211,{"$f":"(epw!G8706+273.15)^4*(5.67/(10^8))-epw!M8706","v":60.528869931922259}]
[43.462000000000003,0.75855499950177552,142.22399999999999,2.4822770753564147,363,0.29166666666666702,3.3152000000000008,363,354.50533888000001,6.1872853793542673,{"$f":"epw!A8703-1968","v":37},13.043437477302044,0.22765092975694382,354.31825511681126,6.1840201517096025,0.18708376318875253,3.2652276446650972E-3,1.1402292180822613E-2,0.65330321873615504,-0.46621945554740252,-0.40552195936072771,-23.234696771245382,-68.242219455547271,-1.191051418367832,-2.4134928550119571E-2,-1.3828295447716465,-0.8536823233409836,0.52079409637124352,-1.0230154384900951,-58.614467002207725,null,{"$f":"IF(Z8703<0,0,epw!O8703*SIN(RADIANS(SolarPosition!Z8703)))+epw!P8703","v":0},0,0,-1.1910371511065558,"-","-","-","-",0,0,0,0,null,null,null,null,null,null,null,null,null,null,null,null,362.45833333335878,8.8964104783956355,{"$f":"(epw!G8707+273.15)^4*(5.67/(10^8))-epw!M8707","v":72.380303478271458}]
[43.462000000000003,0.75855499950177552,142.22399999999999,2.4822770753564147,363,0.33333333333333398,3.3152000000000008,363,354.50533888000001,6.1872853793542673,{"$f":"epw!A8704-1968","v":37},13.043437477302044,0.22765092975694382,354.31825511681126,6.1840201517096025,0.18708376318875253,3.2652276446650972E-3,1.1402292180822613E-2,0.65330321873615504,-0.46621945554740252,-0.40552195936072771,-23.234696771245382,-53.242219455547172,-0.92925203056868089,0.12811843321955016,7.3406455013089076,-0.74227841919827264,0.670091597016791,-0.83646414640256983,-47.925865302880254,null,{"$f":"IF(Z8704<0,0,epw!O8704*SIN(RADIANS(SolarPosition!Z8704)))+epw!P8704","v":0},44.444444444444443,0.16,7.4345510509838126,7.4345510509838126,0.12939358018747982,0.35627361028048915,0.25127766522213502,0.17,0.14000000000000001,47.222222222222221,38.888888888888886,null,null,null,null,null,null,null,null,null,null,null,null,362.50000000002547,8.8943232712434686,{"$f":"(epw!G8708+273.15)^4*(5.67/(10^8))-epw!M8708","v":73.93219562670896}]
[43.462000000000003,0.75855499950177552,142.22399999999999,2.4822770753564147,363,0.375,3.3152000000000008,363,354.50533888000001,6.1872853793542673,{"$f":"epw!A8705-1968","v":37},13.043437477302044,0.22765092975694382,354.31825511681126,6.1840201517096025,0.18708376318875253,3.2652276446650972E-3,1.1402292180822613E-2,0.65330321873615504,-0.46621945554740252,-0.40552195936072771,-23.234696771245382,-38.242219455547414,-0.66745264276953564,0.25523082969722638,14.623649343273346,-0.58782799418722431,0.80898593884555536,-0.6283713636193875,-36.003027102271304,null,{"$f":"IF(Z8705<0,0,epw!O8705*SIN(RADIANS(SolarPosition!Z8705)))+epw!P8705","v":0},125,0.45,14.603827806760254,14.603827806760254,0.25213400823134879,0.74540762155099083,0.36268343540165027,0.46,0.33,127.77777777777777,91.666666666666671,null,null,null,null,null,null,null,null,null,null,null,null,362.54166666669215,8.8922353755859049,{"$f":"(epw!G8709+273.15)^4*(5.67/(10^8))-epw!M8709","v":63.906052404492016}]
[43.462000000000003,0.75855499950177552,142.22399999999999,2.4822770753564147,363,0.41666666666666702,3.3152000000000008,363,354.50533888000001,6.1872853793542673,{"$f":"epw!A8706-1968","v":37},13.043437477302044,0.22765092975694382,354.31825511681126,6.1840201517096025,0.18708376318875253,3.2652276446650972E-3,1.1402292180822613E-2,0.65330321873615504,-0.46621945554740252,-0.40552195936072771,-23.234696771245382,-23.242219455547282,-0.40565325497038396,0.34848142802596382,19.966515064579692,-0.3858039073795051,0.92258080678643328,-0.39607903194980065,-22.693656884350869,null,{"$f":"IF(Z8706<0,0,epw!O8706*SIN(RADIANS(SolarPosition!Z8706)))+epw!P8706","v":131.19745225031653},161.11111111111111,0.57999999999999996,19.820266461753697,19.820266461753697,0.33907070408640516,1.0514203315279567,0.34760367588509283,0.39,0.45,108.33333333333333,125,null,null,null,null,null,null,null,null,null,null,null,null,362.58333333335884,8.890146792497081,{"$f":"(epw!G8710+273.15)^4*(5.67/(10^8))-epw!M8710","v":71.239209932107656}]
[43.462000000000003,0.75855499950177552,142.22399999999999,2.4822770753564147,363,0.45833333333333398,3.3152000000000008,363,354.50533888000001,6.1872853793542673,{"$f":"epw!A8707-1968","v":37},13.043437477302044,0.22765092975694382,354.31825511681126,6.1840201517096025,0.18708376318875253,3.2652276446650972E-3,1.1402292180822613E-2,0.65330321873615504,-0.46621945554740252,-0.40552195936072771,-23.234696771245382,-8.2422194555471737,-0.14385386717123258,0.3992303106756328,22.874211855410412,-0.14297487061373487,0.98972631892507823,-0.14346651769267771,-8.2200259652293859,null,{"$f":"IF(Z8707<0,0,epw!O8707*SIN(RADIANS(SolarPosition!Z8707)))+epw!P8707","v":263.06268250822393},158.33333333333337,0.57000000000000006,22.598991687331516,22.598991687331516,0.38427907559981,1.2205714173542908,0.30142186547451222,0.25,0.47,69.444444444444443,130.55555555555554,null,null,null,null,null,null,null,null,null,null,null,null,362.62500000002552,8.8880575230514918,{"$f":"(epw!G8711+273.15)^4*(5.67/(10^8))-epw!M8711","v":72.872796765947385}]
[43.462000000000003,0.75855499950177552,142.22399999999999,2.4822770753564147,363,0.5,3.3152000000000008,363,354.50533888000001,6.1872853793542673,{"$f":"epw!A8708-1968","v":37},13.043437477302044,0.22765092975694382,354.31825511681126,6.1840201517096025,0.18708376318875253,3.2652276446650972E-3,1.1402292180822613E-2,0.65330321873615504,-0.46621945554740252,-0.40552195936072771,-23.234696771245382,6.7577805444525874,0.11794552062791268,0.40167950096359162,23.014540122134882,0.11747932097330072,0.99307532903785911,0.11775124285795635,6.7466492481808773,null,{"$f":"IF(Z8708<0,0,epw!O8708*SIN(RADIANS(SolarPosition!Z8708)))+epw!P8708","v":347.48678338450702},158.33333333333337,0.57000000000000006,22.623766896231256,22.623766896231256,0.38467824696329089,1.2220955818897761,0.3011090872553791,0.25,0.47,69.444444444444443,130.55555555555554,null,null,null,null,null,null,null,null,null,null,null,null,362.66666666669221,8.8859675683239807,{"$f":"(epw!G8712+273.15)^4*(5.67/(10^8))-epw!M8712","v":81.954421581303109}]
[43.462000000000003,0.75855499950177552,142.22399999999999,2.4822770753564147,363,0.54166666666666696,3.3152000000000008,363,354.50533888000001,6.1872853793542673,{"$f":"epw!A8709-1968","v":37},13.043437477302044,0.22765092975694382,354.31825511681126,6.1840201517096025,0.18708376318875253,3.2652276446650972E-3,1.1402292180822613E-2,0.65330321873615504,-0.46621945554740252,-0.40552195936072771,-23.234696771245382,21.757780544452693,0.37974490842706393,0.35552593836555146,20.370135775774333,0.36334198812032192,0.93165583756490866,0.37185254424735659,21.305581386575234,null,{"$f":"IF(Z8709<0,0,epw!O8709*SIN(RADIANS(SolarPosition!Z8709)))+epw!P8709","v":331.10684643507153},319.44444444444451,1.1500000000000001,19.891558700450638,19.891558700450638,0.34024101530808859,1.0557125321556828,0.68684352691543737,2.72,0.22,755.55555555555554,61.111111111111107,null,null,null,null,null,null,null,null,null,null,null,null,362.70833333335889,8.8838769293897446,{"$f":"(epw!G8713+273.15)^4*(5.67/(10^8))-epw!M8713","v":65.562430580486762}]
[43.462000000000003,0.75855499950177552,142.22399999999999,2.4822770753564147,363,0.58333333333333404,3.3152000000000008,363,354.50533888000001,6.1872853793542673,{"$f":"epw!A8710-1968","v":37},13.043437477302044,0.22765092975694382,354.31825511681126,6.1840201517096025,0.18708376318875253,3.2652276446650972E-3,1.1402292180822613E-2,0.65330321873615504,-0.46621945554740252,-0.40552195936072771,-23.234696771245382,36.757780544452856,0.64154429622621623,0.26611773442995595,15.247423036419754,0.56996155413834948,0.82167136180117506,0.60645906462578247,34.74754485050898,null,{"$f":"IF(Z8710<0,0,epw!O8710*SIN(RADIANS(SolarPosition!Z8710)))+epw!P8710","v":304.39995132670282},177.77777777777777,0.64,14.714084084859879,14.714084084859879,0.25399570453550774,0.75169586479930584,0.51203569420517869,1.3,0.31,361.11111111111109,86.111111111111114,null,null,null,null,null,null,null,null,null,null,null,null,362.75000000002558,{"$f":"$BE$2+(1/2)*$BF$2*EXP(-1*BE$4*(PI()/(365*$BI$2))^0.5)*COS(2*PI()/365*($BD8710-$BH$2-BE$4/2*(365/(PI()*$BI$2))^0.5))","v":8.8817856073243355},{"$f":"(epw!G8714+273.15)^4*(5.67/(10^8))-epw!M8714","v":68.872796765947385}]
[43.462000000000003,0.75855499950177552,142.22399999999999,2.4822770753564147,363,0.625,3.3152000000000008,363,354.50533888000001,6.1872853793542673,{"$f":"epw!A8711-1968","v":37},13.043437477302044,0.22765092975694382,354.31825511681126,6.1840201517096025,0.18708376318875253,3.2652276446650972E-3,1.1402292180822613E-2,0.65330321873615504,-0.46621945554740252,-0.40552195936072771,-23.234696771245382,51.757780544452586,0.90334368402536092,0.141953185258927,8.1333184037752098,0.72903527311464533,0.68447612854989648,0.81691145233232199,46.80557845454458,null,{"$f":"IF(Z8711<0,0,epw!O8711*SIN(RADIANS(SolarPosition!Z8711)))+epw!P8711","v":165.73156883976318},55.555555555555557,0.2,7.5747636976152526,7.5747636976152526,0.13181979004758448,0.36348135344478566,0.30831596599139438,0.31,0.16,86.111111111111114,44.444444444444443,null,null,null,null,null,null,null,null,null,null,null,null,{"$f":"BD8710+1/24","v":362.79166666669227},8.8796936032036538,{"$f":"(epw!G8715+273.15)^4*(5.67/(10^8))-epw!M8715","v":52.306220575932116}]
[43.462000000000003,0.75855499950177552,142.22399999999999,2.4822770753564147,363,0.66666666666666696,3.3152000000000008,363,354.50533888000001,6.1872853793542673,{"$f":"epw!A8712-1968","v":37},13.043437477302044,0.22765092975694382,354.31825511681126,6.1840201517096025,0.18708376318875253,3.2652276446650972E-3,1.1402292180822613E-2,0.65330321873615504,-0.46621945554740252,-0.40552195936072771,-23.234696771245382,66.7577805444527,1.1651430718245124,-8.1685592096395563E-3,-0.46802396741506602,0.84435154753279706,0.53578957080086076,1.0053537358788969,57.602525983570871,null,{"$f":"IF(Z8712<0,0,epw!O8712*SIN(RADIANS(SolarPosition!Z8712)))+epw!P8712","v":75},5.5555555555555554,0.02,-1.0291242896493336,3,5.2335956242943828E-2,0.13746473821734803,7.7656259334677499E-2,0.01,0.02,2.7777777777777777,5.5555555555555554,null,null,null,null,null,null,null,null,null,null,null,null,362.83333333335895,8.8776009181039512,{"$f":"(epw!G8716+273.15)^4*(5.67/(10^8))-epw!M8716","v":66.340921679905534}]
[43.462000000000003,0.75855499950177552,142.22399999999999,2.4822770753564147,363,0.70833333333333404,3.3152000000000008,363,354.50533888000001,6.1872853793542673,{"$f":"epw!A8713-1968","v":37},13.043437477302044,0.22765092975694382,354.31825511681126,6.1840201517096025,0.18708376318875253,3.2652276446650972E-3,1.1402292180822613E-2,0.65330321873615504,-0.46621945554740252,-0.40552195936072771,-23.234696771245382,81.757780544452856,1.4269424596236646,-0.17666784424418308,-10.122321850866284,0.92378410051859838,0.38291374437207637,1.177847944301724,67.485716116648845,null,{"$f":"IF(Z8713<0,0,epw!O8713*SIN(RADIANS(SolarPosition!Z8713)))+epw!P8713","v":115},0,0,-10.669195762655333,"-",{"$f":"IF(AJ8713=\"-\",\"-\", SIN(PI()*AJ8713/180))","v":"-"},"-","-",0,0,0,0,null,null,null,null,null,null,null,null,null,null,null,null,362.87500000002564,8.8755075531018317,{"$f":"(epw!G8717+273.15)^4*(5.67/(10^8))-epw!M8717","v":60.323216559644322}]
[43.462000000000003,{"$f":"A8714/180*PI()","v":0.75855499950177552},142.22399999999999,{"$f":"C8714/180*PI()","v":2.4822770753564147},363,0.75,{"$f":"3.71+0.2596*K8714-INT((K8714+3)/4)","v":3.3152000000000008},363,354.50533888000001,{"$f":"I8714/180*PI()","v":6.1872853793542673},{"$f":"epw!A8714-1968","v":37},{"$f":"12.3901+0.0172*(K8714+I8714/360)","v":13.043437477302044},{"$f":"L8714/180*PI()","v":0.22765092975694382},{"$f":"I8714+1.914*SIN(J8714)+0.02*SIN(2*J8714)","v":354.31825511681126},{"$f":"N8714/180*PI()","v":6.1840201517096025},{"$f":"I8714-N8714","v":0.18708376318875253},{"$f":"P8714/180*PI()","v":3.2652276446650972E-3},{"$f":"ATAN((0.043*SIN(2*(O8714+M8714)))/(1-0.043*COS(2*(O8714+M8714))))","v":1.1402292180822613E-2},{"$f":"R8714/PI()*180","v":0.65330321873615504},{"$f":"P8714-S8714","v":-0.46621945554740252},{"$f":"ASIN(COS(O8714+M8714)*SIN(-23.4393*PI()/180))","v":-0.40552195936072771},{"$f":"U8714/PI()*180","v":-23.234696771245382},{"$f":"(F8714*24-12)/12*180+(C8714-135)+T8714","v":96.757780544452586},{"$f":"W8714/180*PI()","v":1.6887418474228093},{"$f":"ASIN(SIN(B8714)*SIN(U8714)+COS(B8714)*COS(U8714)*COS(X8714))","v":-0.35740889377490154},{"$f":"Y8714/PI()*180","v":-20.478021173741421},{"$f":"COS(U8714)*SIN(X8714)/COS(Y8714)","v":0.97406732537293883},{"$f":"(SIN(Y8714)*SIN(B8714)-SIN(U8714))/(COS(Y8714)*COS(B8714))","v":0.22625836037770886},{"$f":"IF(AA8714>0,PI()/2-ATAN(AB8714/AA8714),-PI()/2-ATAN(AB8714/AA8714))","v":1.3425616222180285},{"$f":"AC8714/PI()*180","v":76.923114689330291},null,{"$f":"IF(Z8714<0,0,epw!O8714*SIN(RADIANS(SolarPosition!Z8714)))+epw!P8714","v":13},0,{"$f":"AG8714*3.6/1000","v":0},-20.997076156218441,{"$f":"IF(AH8714<=0,\"-\",IF(AI8714<3,3,AI8714))","v":"-"},"-",{"$f":"IF(AK8714=\"-\",\"-\", (0.5163+0.333*AK8714+0.00803*AK8714*AK8714)*(4.921)*AK8714)","v":"-"},{"$f":"IF(AK8714=\"-\",\"-\", AH8714/(4.921)/AK8714)","v":"-"},0,0,{"$f":"AN8714*1000/3.6","v":0},{"$f":"AO8714*1000/3.6","v":0},null,null,null,null,null,null,null,null,null,null,null,null,362.91666666669232,8.873413509274247,{"$f":"(epw!G8718+273.15)^4*(5.67/(10^8))-epw!M8718","v":65.667009200044618}]
[{"$f":"A8714","v":43.462000000000003},0.75855499950177552,{"$f":"C8714","v":142.22399999999999},2.4822770753564147,363,0.79166666666666696,3.3152000000000008,363,{"$f":"0.9856*(H8715-G8715)","v":354.50533888000001},6.1872853793542673,{"$f":"epw!A8715-1968","v":37},13.043437477302044,0.22765092975694382,354.31825511681126,6.1840201517096025,0.18708376318875253,3.2652276446650972E-3,1.1402292180822613E-2,0.65330321873615504,-0.46621945554740252,-0.40552195936072771,-23.234696771245382,111.7577805444527,1.9505412352219607,-0.54520962235963777,-31.238210311128682,0.99814635926354589,6.085922681835608E-2,1.5098994683588556,86.510867026009208,null,{"$f":"IF(Z8715<0,0,epw!O8715*SIN(RADIANS(SolarPosition!Z8715)))+epw!P8715","v":0},0,0,-31.715688282342843,"-","-","-","-",0,0,0,0,null,null,null,null,null,null,null,null,null,null,null,null,362.95833333335901,8.8713187876984971,{"$f":"(epw!G8719+273.15)^4*(5.67/(10^8))-epw!M8719","v":51.467040865513241}]
[43.462000000000003,0.75855499950177552,142.22399999999999,2.4822770753564147,363,0.83333333333333404,3.3152000000000008,363,354.50533888000001,6.1872853793542673,{"$f":"epw!A8716-1968","v":37},13.043437477302044,0.22765092975694382,354.31825511681126,6.1840201517096025,0.18708376318875253,3.2652276446650972E-3,1.1402292180822613E-2,0.65330321873615504,-0.46621945554740252,-0.40552195936072771,-23.234696771245382,126.75778054445286,2.2123406230211127,-0.73488001572075135,-42.105523349306644,0.99229495010458069,-0.12389807099768818,1.6950135953892944,97.117125233101945,null,{"$f":"IF(Z8716<0,0,epw!O8716*SIN(RADIANS(SolarPosition!Z8716)))+epw!P8716","v":0},0,0,-42.522850849694727,"-","-","-","-",0,0,0,0,null,null,null,null,null,null,null,null,null,null,null,null,363.00000000002569,8.8692233894522339,{"$f":"(epw!G8720+273.15)^4*(5.67/(10^8))-epw!M8720","v":65.152946785817164}]
[43.462000000000003,0.75855499950177552,142.22399999999999,2.4822770753564147,363,0.875,3.3152000000000008,363,354.50533888000001,6.1872853793542673,{"$f":"epw!A8717-1968","v":37},13.043437477302044,0.22765092975694382,354.31825511681126,6.1840201517096025,0.18708376318875253,3.2652276446650972E-3,1.1402292180822613E-2,0.65330321873615504,-0.46621945554740252,-0.40552195936072771,-23.234696771245382,141.7577805444526,2.4741400108202578,-0.9193351847897957,-52.67402604633493,0.93804950359088557,-0.34650126812595189,1.9246350544012389,110.27346572012259,null,{"$f":"IF(Z8717<0,0,epw!O8717*SIN(RADIANS(SolarPosition!Z8717)))+epw!P8717","v":0},0,0,-52.998963679029266,"-","-","-","-",0,0,0,0,null,null,null,null,null,null,null,null,null,null,null,null,363.04166666669238,8.8671273156134554,{"$f":"(epw!G8721+273.15)^4*(5.67/(10^8))-epw!M8721","v":60.279330863034545}]
[43.462000000000003,0.75855499950177552,142.22399999999999,2.4822770753564147,363,0.91666666666666696,3.3152000000000008,363,354.50533888000001,6.1872853793542673,{"$f":"epw!A8718-1968","v":37},13.043437477302044,0.22765092975694382,354.31825511681126,6.1840201517096025,0.18708376318875253,3.2652276446650972E-3,1.1402292180822613E-2,0.65330321873615504,-0.46621945554740252,-0.40552195936072771,-23.234696771245382,156.75778054445271,2.7359393986194092,-1.0847803291918778,-62.153334561506689,0.77629789474415045,-0.63036622578926216,2.2528212073989851,129.07714718152815,null,{"$f":"IF(Z8718<0,0,epw!O8718*SIN(RADIANS(SolarPosition!Z8718)))+epw!P8718","v":0},0,0,-62.320676940538675,"-","-","-","-",0,0,0,0,null,null,null,null,null,null,null,null,null,null,null,null,363.08333333335906,8.8650305672605061,{"$f":"(epw!G8722+273.15)^4*(5.67/(10^8))-epw!M8722","v":68.537958200080652}]
[43.462000000000003,0.75855499950177552,142.22399999999999,2.4822770753564147,363,0.95833333333333404,3.3152000000000008,363,354.50533888000001,6.1872853793542673,{"$f":"epw!A8719-1968","v":37},13.043437477302044,0.22765092975694382,354.31825511681126,6.1840201517096025,0.18708376318875253,3.2652276446650972E-3,1.1402292180822613E-2,0.65330321873615504,-0.46621945554740252,-0.40552195936072771,-23.234696771245382,171.75778054445288,2.9977387864185614,-1.1983480419202535,-68.660285189796767,0.36200191255395259,-0.93217735185279116,2.7711780871003855,158.77680866998895,null,{"$f":"IF(Z8719<0,0,epw!O8719*SIN(RADIANS(SolarPosition!Z8719)))+epw!P8719","v":0},0,0,-68.555115491084337,"-","-","-","-",0,0,0,0,null,null,null,null,null,null,null,null,null,null,null,null,363.12500000002575,8.8629331454720806,{"$f":"(epw!G8723+273.15)^4*(5.67/(10^8))-epw!M8723","v":55.940503456005331}]
[43.462000000000003,0.75855499950177552,142.22399999999999,2.4822770753564147,363,0,3.3152000000000008,363,354.50533888000001,6.1872853793542673,{"$f":"epw!A8720-1968","v":37},13.043437477302044,0.22765092975694382,354.31825511681126,6.1840201517096025,0.18708376318875253,3.2652276446650972E-3,1.1402292180822613E-2,0.65330321873615504,-0.46621945554740252,-0.40552195936072771,-23.234696771245382,-173.2422194555474,-3.0236471329618801,-1.2045960031052181,-69.018266996256813,-0.30197599855658136,-0.95331552819397469,-2.8348279136396743,-162.42367509742996,null,{"$f":"IF(Z8720<0,0,epw!O8720*SIN(RADIANS(SolarPosition!Z8720)))+epw!P8720","v":0},0,0,-68.617758637466707,"-","-","-","-",0,0,0,0,null,null,null,null,null,null,null,null,null,null,null,null,363.16666666669244,8.8608350513272178,{"$f":"(epw!G8724+273.15)^4*(5.67/(10^8))-epw!M8724","v":50.077025505359245}]
[43.462000000000003,0.75855499950177552,142.22399999999999,2.4822770753564147,364,4.1666666666666664E-2,3.3152000000000008,364,355.49093887999999,6.2044873444619224,{"$f":"epw!A8721-1968","v":37},13.043484567079823,0.22765175162861007,355.33733147647013,6.2018063895148874,0.15360740352986113,2.6809549470356363E-3,1.2932581138630363E-2,0.74098231745401244,-0.58737491392415131,-0.40446774733267665,-23.174294871326129,-158.36337491392416,-2.7639623068181685,-1.0994297006998646,-62.992681721433527,-0.74645323857339807,-0.66543787285011491,-2.2988765960597011,-131.71592657562186,null,{"$f":"IF(Z8721<0,0,epw!O8721*SIN(RADIANS(SolarPosition!Z8721)))+epw!P8721","v":0},0,0,-62.486640077564097,"-","-","-","-",0,0,0,0,null,null,null,null,null,null,null,null,null,null,null,null,363.20833333335912,8.8587362859053034,{"$f":"(epw!G8725+273.15)^4*(5.67/(10^8))-epw!M8725","v":57.830013318875388}]
[43.462000000000003,0.75855499950177552,142.22399999999999,2.4822770753564147,364,8.3333333333333329E-2,3.3152000000000008,364,355.49093887999999,6.2044873444619224,{"$f":"epw!A8722-1968","v":37},13.043484567079823,0.22765175162861007,355.33733147647013,6.2018063895148874,0.15360740352986113,2.6809549470356363E-3,1.2932581138630363E-2,0.74098231745401244,-0.58737491392415131,-0.40446774733267665,-23.174294871326129,-143.36337491392416,-2.5021629190190189,-0.93759269515136723,-53.720104334469347,-0.92709176463473553,-0.37483444338327815,-1.9550145185428622,-112.01408079930661,null,{"$f":"IF(Z8722<0,0,epw!O8722*SIN(RADIANS(SolarPosition!Z8722)))+epw!P8722","v":0},0,0,-53.220048592701325,"-","-","-","-",0,0,0,0,null,null,null,null,null,null,null,null,null,null,null,null,363.25000000002581,8.8566368502860673,{"$f":"(epw!G8726+273.15)^4*(5.67/(10^8))-epw!M8726","v":73.630800368092594}]
[43.462000000000003,0.75855499950177552,142.22399999999999,2.4822770753564147,364,0.125,3.3152000000000008,364,355.49093887999999,6.2044873444619224,{"$f":"epw!A8723-1968","v":37},13.043484567079823,0.22765175162861007,355.33733147647013,6.2018063895148874,0.15360740352986113,2.6809549470356363E-3,1.2932581138630363E-2,0.74098231745401244,-0.58737491392415131,-0.40446774733267665,-23.174294871326129,-128.36337491392416,-2.2403635312198698,-0.75437616467334911,-43.222570401048891,-0.98919272323804242,-0.14662113180884132,-1.7179479442729395,-98.431166630015383,null,{"$f":"IF(Z8723<0,0,epw!O8723*SIN(RADIANS(SolarPosition!Z8723)))+epw!P8723","v":0},0,0,-42.763583958091239,"-","-","-","-",0,0,0,0,null,null,null,null,null,null,null,null,null,null,null,null,363.29166666669249,8.8545367455495843,{"$f":"(epw!G8727+273.15)^4*(5.67/(10^8))-epw!M8727","v":48.892079491092488}]
[43.462000000000003,0.75855499950177552,142.22399999999999,2.4822770753564147,364,0.16666666666666699,3.3152000000000008,364,355.49093887999999,6.2044873444619224,{"$f":"epw!A8724-1968","v":37},13.043484567079823,0.22765175162861007,355.33733147647013,6.2018063895148874,0.15360740352986113,2.6809549470356363E-3,1.2932581138630363E-2,0.74098231745401244,-0.58737491392415131,-0.40446774733267665,-23.174294871326129,-113.36337491392403,-1.9785641434207175,-0.56487447876240626,-32.364923587738133,-0.99914786363532093,4.1274042605180555E-2,-1.5295105564879712,-87.634499607466651,null,{"$f":"IF(Z8724<0,0,epw!O8724*SIN(RADIANS(SolarPosition!Z8724)))+epw!P8724","v":0},0,0,-31.959292748048874,"-","-","-","-",0,0,0,0,null,null,null,null,null,null,null,null,null,null,null,null,363.33333333335918,8.8524359727762754,{"$f":"(epw!G8728+273.15)^4*(5.67/(10^8))-epw!M8728","v":61.420817381738857}]
[43.462000000000003,0.75855499950177552,142.22399999999999,2.4822770753564147,364,0.20833333333333401,3.3152000000000008,364,355.49093887999999,6.2044873444619224,{"$f":"epw!A8725-1968","v":37},13.043484567079823,0.22765175162861007,355.33733147647013,6.2018063895148874,0.15360740352986113,2.6809549470356363E-3,1.2932581138630363E-2,0.74098231745401244,-0.58737491392415131,-0.40446774733267665,-23.174294871326129,-98.363374913923934,-1.7167647556215666,-0.37659105814286614,-21.577078233952026,-0.97807549984467557,0.20825061009175466,-1.3610103128561737,-77.980146800438519,null,{"$f":"IF(Z8725<0,0,epw!O8725*SIN(RADIANS(SolarPosition!Z8725)))+epw!P8725","v":0},0,0,-21.233231618229738,"-","-","-","-",0,0,0,0,null,null,null,null,null,null,null,null,null,null,null,null,363.37500000002586,8.8503345330469028,{"$f":"(epw!G8729+273.15)^4*(5.67/(10^8))-epw!M8729","v":52.600819292769756}]
[43.462000000000003,0.75855499950177552,142.22399999999999,2.4822770753564147,364,0.25,3.3152000000000008,364,355.49093887999999,6.2044873444619224,{"$f":"epw!A8726-1968","v":37},13.043484567079823,0.22765175162861007,355.33733147647013,6.2018063895148874,0.15360740352986113,2.6809549470356363E-3,1.2932581138630363E-2,0.74098231745401244,-0.58737491392415131,-0.40446774733267665,-23.174294871326129,-83.363374913924162,-1.454965367822421,-0.19481112764490249,-11.16185541623727,-0.93075774055900384,0.36563647026725599,-1.1964797960162727,-68.553242584406078,null,{"$f":"IF(Z8726<0,0,epw!O8726*SIN(RADIANS(SolarPosition!Z8726)))+epw!P8726","v":0},0,0,-10.889287640502678,"-","-","-","-",0,0,0,0,null,null,null,null,null,null,null,null,null,null,null,null,363.41666666669255,8.8482324274425732,{"$f":"(epw!G8730+273.15)^4*(5.67/(10^8))-epw!M8730","v":64.242691537877704}]
[43.462000000000003,0.75855499950177552,142.22399999999999,2.4822770753564147,364,0.29166666666666702,3.3152000000000008,364,355.49093887999999,6.2044873444619224,{"$f":"epw!A8727-1968","v":37},13.043484567079823,0.22765175162861007,355.33733147647013,6.2018063895148874,0.15360740352986113,2.6809549470356363E-3,1.2932581138630363E-2,0.74098231745401244,-0.58737491392415131,-0.40446774733267665,-23.174294871326129,-68.363374913924019,-1.1931659800232692,-2.4667833538958673E-2,-1.4133627515135934,-0.85479822330741251,0.51896049698458824,-1.0251619056374723,-58.737450510615915,null,{"$f":"IF(Z8727<0,0,epw!O8727*SIN(RADIANS(SolarPosition!Z8727)))+epw!P8727","v":0},2.7777777777777777,0.01,-1.2241207944147618,3,5.2335956242943828E-2,0.13746473821734803,3.882812966733875E-2,0,0.01,0,2.7777777777777777,null,null,null,null,null,null,null,null,null,null,null,null,363.45833333335923,8.8461296570447363,{"$f":"(epw!G8731+273.15)^4*(5.67/(10^8))-epw!M8731","v":56.964418288133572}]
[43.462000000000003,0.75855499950177552,142.22399999999999,2.4822770753564147,364,0.33333333333333398,3.3152000000000008,364,355.49093887999999,6.2044873444619224,{"$f":"epw!A8728-1968","v":37},13.043484567079823,0.22765175162861007,355.33733147647013,6.2018063895148874,0.15360740352986113,2.6809549470356363E-3,1.2932581138630363E-2,0.74098231745401244,-0.58737491392415131,-0.40446774733267665,-23.174294871326129,-53.36337491392392,-0.931366592224118,0.12783168803791783,7.3242162126056636,-0.7437577840590206,0.66844921920188927,-0.83867455977283656,-48.052512659975818,null,{"$f":"IF(Z8728<0,0,epw!O8728*SIN(RADIANS(SolarPosition!Z8728)))+epw!P8728","v":0},38.888888888888886,0.14000000000000001,7.4154031111755936,7.4154031111755936,0.12906218784213905,0.35529062712321718,0.2204325109420146,0.11,0.13,30.555555555555554,36.111111111111107,null,null,null,null,null,null,null,null,null,null,null,null,363.50000000002592,8.8440262229351809,{"$f":"(epw!G8732+273.15)^4*(5.67/(10^8))-epw!M8732","v":70.252557620135349}]
[43.462000000000003,0.75855499950177552,142.22399999999999,2.4822770753564147,364,0.375,3.3152000000000008,364,355.49093887999999,6.2044873444619224,{"$f":"epw!A8729-1968","v":37},13.043484567079823,0.22765175162861007,355.33733147647013,6.2018063895148874,0.15360740352986113,2.6809549470356363E-3,1.2932581138630363E-2,0.74098231745401244,-0.58737491392415131,-0.40446774733267665,-23.174294871326129,-38.363374913924162,-0.66956720442497286,0.25526054046076613,14.625351644630285,-0.58967485867176106,0.80764073761198962,-0.63065619994922484,-36.133938580849147,null,{"$f":"IF(Z8729<0,0,epw!O8729*SIN(RADIANS(SolarPosition!Z8729)))+epw!P8729","v":0},97.222222222222229,0.35000000000000003,14.602607996337504,14.602607996337504,0.25211340628698786,0.74533809916481331,0.28211016772872227,0.22,0.28999999999999998,61.111111111111107,80.555555555555557,null,null,null,null,null,null,null,null,null,null,null,null,363.54166666669261,8.8419221261960423,{"$f":"(epw!G8733+273.15)^4*(5.67/(10^8))-epw!M8733","v":71.372198287984077}]
[43.462000000000003,0.75855499950177552,142.22399999999999,2.4822770753564147,364,0.41666666666666702,3.3152000000000008,364,355.49093887999999,6.2044873444619224,{"$f":"epw!A8730-1968","v":37},13.043484567079823,0.22765175162861007,355.33733147647013,6.2018063895148874,0.15360740352986113,2.6809549470356363E-3,1.2932581138630363E-2,0.74098231745401244,-0.58737491392415131,-0.40446774733267665,-23.174294871326129,-23.36337491392403,-0.40776781662582107,0.34889146136438931,19.990008244331133,-0.38793567321209405,0.92168645072469169,-0.39839080631385437,-22.826111798597687,null,{"$f":"IF(Z8730<0,0,epw!O8730*SIN(RADIANS(SolarPosition!Z8730)))+epw!P8730","v":128.45460461864934},147.22222222222223,0.53,19.840603561185631,19.840603561185631,0.33940460518290749,1.0526444689350534,0.31732535447188137,0.3,0.43,83.333333333333329,119.44444444444444,null,null,null,null,null,null,null,null,null,null,null,null,363.58333333335929,8.8398173679097933,{"$f":"(epw!G8734+273.15)^4*(5.67/(10^8))-epw!M8734","v":66.879281572498826}]
[43.462000000000003,0.75855499950177552,142.22399999999999,2.4822770753564147,364,0.45833333333333398,3.3152000000000008,364,355.49093887999999,6.2044873444619224,{"$f":"epw!A8731-1968","v":37},13.043484567079823,0.22765175162861007,355.33733147647013,6.2018063895148874,0.15360740352986113,2.6809549470356363E-3,1.2932581138630363E-2,0.74098231745401244,-0.58737491392415131,-0.40446774733267665,-23.174294871326129,-8.3633749139239217,-0.14596842882666977,0.40005654648586481,22.921551680219277,-0.14517790164885958,0.9894055674357376,-0.1456927767312115,-8.3475812122402253,null,{"$f":"IF(Z8731<0,0,epw!O8731*SIN(RADIANS(SolarPosition!Z8731)))+epw!P8731","v":290.35589976249253},194.44444444444446,0.70000000000000007,22.642935294214968,22.642935294214968,0.38498703358066816,1.2232749966199918,0.36948649762449082,0.45,0.53,125,147.22222222222223,null,null,null,null,null,null,null,null,null,null,null,null,363.62500000002598,8.837711949159246,{"$f":"(epw!G8735+273.15)^4*(5.67/(10^8))-epw!M8735","v":75.040121938918958}]
[43.462000000000003,0.75855499950177552,142.22399999999999,2.4822770753564147,364,0.5,3.3152000000000008,364,355.49093887999999,6.2044873444619224,{"$f":"epw!A8732-1968","v":37},13.043484567079823,0.22765175162861007,355.33733147647013,6.2018063895148874,0.15360740352986113,2.6809549470356363E-3,1.2932581138630363E-2,0.74098231745401244,-0.58737491392415131,-0.40446774733267665,-23.174294871326129,6.6366250860758385,0.11583095897247545,0.40290802954787514,23.084929625025513,0.11549514712049656,0.99330804436066811,0.11575346818922361,6.6321851912443446,null,{"$f":"IF(Z8732<0,0,epw!O8732*SIN(RADIANS(SolarPosition!Z8732)))+epw!P8732","v":371.28718307297754},219.44444444444443,0.79,22.690577621834919,22.690577621834919,0.38575432431348672,1.2262070648301384,0.4161624801268296,0.65,0.54,180.55555555555554,150,null,null,null,null,null,null,null,null,null,null,null,null,363.66666666669266,8.8356058710275551,{"$f":"(epw!G8736+273.15)^4*(5.67/(10^8))-epw!M8736","v":51.28460181068391}]
[43.462000000000003,0.75855499950177552,142.22399999999999,2.4822770753564147,364,0.54166666666666696,3.3152000000000008,364,355.49093887999999,6.2044873444619224,{"$f":"epw!A8733-1968","v":37},13.043484567079823,0.22765175162861007,355.33733147647013,6.2018063895148874,0.15360740352986113,2.6809549470356363E-3,1.2932581138630363E-2,0.74098231745401244,-0.58737491392415131,-0.40446774733267665,-23.174294871326129,21.636625086075945,0.37763034677162677,0.35709248558049395,20.459892319598509,0.36179041253929783,0.93225945819532685,0.37018768831085302,21.210192167916276,null,{"$f":"IF(Z8733<0,0,epw!O8733*SIN(RADIANS(SolarPosition!Z8733)))+epw!P8733","v":358.21236579398482},194.44444444444446,0.70000000000000007,19.97768821191405,19.97768821191405,0.34165418778592938,1.0609015739281571,0.4163493841254815,0.67,0.47,186.11111111111111,130.55555555555554,null,null,null,null,null,null,null,null,null,null,null,null,363.70833333335935,8.8334991345982115,{"$f":"(epw!G8737+273.15)^4*(5.67/(10^8))-epw!M8737","v":76.884962526257198}]
[43.462000000000003,0.75855499950177552,142.22399999999999,2.4822770753564147,364,0.58333333333333404,3.3152000000000008,364,355.49093887999999,6.2044873444619224,{"$f":"epw!A8734-1968","v":37},13.043484567079823,0.22765175162861007,355.33733147647013,6.2018063895148874,0.15360740352986113,2.6809549470356363E-3,1.2932581138630363E-2,0.74098231745401244,-0.58737491392415131,-0.40446774733267665,-23.174294871326129,36.636625086076108,0.63942973457077901,0.26793330425727097,15.3514475249362,0.56888614303448581,0.82241629134115912,0.60515084854808865,34.672589590565963,null,{"$f":"IF(Z8734<0,0,epw!O8734*SIN(RADIANS(SolarPosition!Z8734)))+epw!P8734","v":324.70111211614153},200,0.72,14.81459180429686,14.81459180429686,0.25569197542342809,0.75743542301182543,0.57221868232978457,1.82,0.25,505.55555555555554,69.444444444444443,null,null,null,null,null,null,null,null,null,null,null,null,363.75000000002603,8.8313917409550484,{"$f":"(epw!G8738+273.15)^4*(5.67/(10^8))-epw!M8738","v":70.099450869127736}]
[43.462000000000003,0.75855499950177552,142.22399999999999,2.4822770753564147,364,0.625,3.3152000000000008,364,355.49093887999999,6.2044873444619224,{"$f":"epw!A8735-1968","v":37},13.043484567079823,0.22765175162861007,355.33733147647013,6.2018063895148874,0.15360740352986113,2.6809549470356363E-3,1.2932581138630363E-2,0.74098231745401244,-0.58737491392415131,-0.40446774733267665,-23.174294871326129,51.636625086075838,0.9012291223699237,0.14393376184805229,8.2467970833345046,0.72835528369546187,0.68519966485171535,0.81591853215866772,46.748688319200795,null,{"$f":"IF(Z8735<0,0,epw!O8735*SIN(RADIANS(SolarPosition!Z8735)))+epw!P8735","v":249},50,0.18,7.6849495797546838,7.6849495797546838,0.13372586993921429,0.36915756399838134,0.27352920815845194,0.21,0.15,58.333333333333329,41.666666666666664,null,null,null,null,null,null,null,null,null,null,null,null,363.79166666669272,8.829283691182237,{"$f":"(epw!G8739+273.15)^4*(5.67/(10^8))-epw!M8739","v":81.497533805721503}]
[43.462000000000003,0.75855499950177552,142.22399999999999,2.4822770753564147,364,0.66666666666666696,3.3152000000000008,364,355.49093887999999,6.2044873444619224,{"$f":"epw!A8736-1968","v":37},13.043484567079823,0.22765175162861007,355.33733147647013,6.2018063895148874,0.15360740352986113,2.6809549470356363E-3,1.2932581138630363E-2,0.74098231745401244,-0.58737491392415131,-0.40446774733267665,-23.174294871326129,66.636625086075952,1.1630285101690752,-6.0871546003317149E-3,-0.34876826784265069,0.84395167351563405,0.53641921364746115,1.0046078475697842,57.559789731470573,null,{"$f":"IF(Z8736<0,0,epw!O8736*SIN(RADIANS(SolarPosition!Z8736)))+epw!P8736","v":190},2.7777777777777777,0.01,-0.9128944718056704,3,5.2335956242943828E-2,0.13746473821734803,3.882812966733875E-2,0,0.01,0,2.7777777777777777,null,null,null,null,null,null,null,null,null,null,null,null,363.83333333335941,8.8271749863642803,{"$f":"(epw!G8740+273.15)^4*(5.67/(10^8))-epw!M8740","v":58.94604814624023}]
[43.462000000000003,0.75855499950177552,142.22399999999999,2.4822770753564147,364,0.70833333333333404,3.3152000000000008,364,355.49093887999999,6.2044873444619224,{"$f":"epw!A8737-1968","v":37},13.043484567079823,0.22765175162861007,355.33733147647013,6.2018063895148874,0.15360740352986113,2.6809549470356363E-3,1.2932581138630363E-2,0.74098231745401244,-0.58737491392415131,-0.40446774733267665,-23.174294871326129,81.636625086076108,1.4248278979682274,-0.17452904702439948,-9.9997777969383694,0.92356599225738345,0.3834395101520377,1.1772787335518813,67.45310274302939,null,{"$f":"IF(Z8737<0,0,epw!O8737*SIN(RADIANS(SolarPosition!Z8737)))+epw!P8737","v":53},0,0,-10.549428108966488,"-","-","-","-",0,0,0,0,null,null,null,null,null,null,null,null,null,null,null,null,363.87500000002609,8.8250656275860244,{"$f":"(epw!G8741+273.15)^4*(5.67/(10^8))-epw!M8741","v":72.997220879750103}]
[43.462000000000003,0.75855499950177552,142.22399999999999,2.4822770753564147,364,0.75,3.3152000000000008,364,355.49093887999999,6.2044873444619224,{"$f":"epw!A8738-1968","v":37},13.043484567079823,0.22765175162861007,355.33733147647013,6.2018063895148874,0.15360740352986113,2.6809549470356363E-3,1.2932581138630363E-2,0.74098231745401244,-0.58737491392415131,-0.40446774733267665,-23.174294871326129,96.636625086075838,1.6866272857673719,-0.35524030493092523,-20.353770185482425,0.97396316118652571,0.2267063313000979,1.3421017003455697,76.896763107132642,null,{"$f":"IF(Z8738<0,0,epw!O8738*SIN(RADIANS(SolarPosition!Z8738)))+epw!P8738","v":12},0,0,-20.87541481135149,"-","-","-","-",0,0,0,0,null,null,null,null,null,null,null,null,null,null,null,null,363.91666666669278,8.8229556159326492,{"$f":"(epw!G8742+273.15)^4*(5.67/(10^8))-epw!M8742","v":52.992893210252703}]
[43.462000000000003,0.75855499950177552,142.22399999999999,2.4822770753564147,364,0.79166666666666696,3.3152000000000008,364,355.49093887999999,6.2044873444619224,{"$f":"epw!A8739-1968","v":37},13.043484567079823,0.22765175162861007,355.33733147647013,6.2018063895148874,0.15360740352986113,2.6809549470356363E-3,1.2932581138630363E-2,0.74098231745401244,-0.58737491392415131,-0.40446774733267665,-23.174294871326129,111.63662508607595,1.9484266735665234,-0.5430289467363687,-31.113266801428306,0.99812030580730648,6.1285031901182799E-2,1.5094728669595341,86.486424566293707,null,{"$f":"IF(Z8739<0,0,epw!O8739*SIN(RADIANS(SolarPosition!Z8739)))+epw!P8739","v":0},0,0,-31.593255356377675,"-","-","-","-",0,0,0,0,null,null,null,null,null,null,null,null,null,null,null,null,363.95833333335946,8.8208449524896722,{"$f":"(epw!G8743+273.15)^4*(5.67/(10^8))-epw!M8743","v":61.467040865513241}]
[43.462000000000003,0.75855499950177552,142.22399999999999,2.4822770753564147,364,0.83333333333333404,3.3152000000000008,364,355.49093887999999,6.2044873444619224,{"$f":"epw!A8740-1968","v":37},13.043484567079823,0.22765175162861007,355.33733147647013,6.2018063895148874,0.15360740352986113,2.6809549470356363E-3,1.2932581138630363E-2,0.74098231745401244,-0.58737491392415131,-0.40446774733267665,-23.174294871326129,126.63662508607611,2.2102260613656757,-0.73270210707276406,-41.980738375611928,0.99235840940977149,-0.12338876477908471,1.6945003508924841,97.087718489576403,null,{"$f":"IF(Z8740<0,0,epw!O8740*SIN(RADIANS(SolarPosition!Z8740)))+epw!P8740","v":0},0,0,-42.400679174226696,"-","-","-","-",0,0,0,0,null,null,null,null,null,null,null,null,null,null,null,null,364.00000000002615,8.8187336383429429,{"$f":"(epw!G8744+273.15)^4*(5.67/(10^8))-epw!M8744","v":56.972569879133403}]
[43.462000000000003,0.75855499950177552,142.22399999999999,2.4822770753564147,364,0.875,3.3152000000000008,364,355.49093887999999,6.2044873444619224,{"$f":"epw!A8741-1968","v":37},13.043484567079823,0.22765175162861007,355.33733147647013,6.2018063895148874,0.15360740352986113,2.6809549470356363E-3,1.2932581138630363E-2,0.74098231745401244,-0.58737491392415131,-0.40446774733267665,-23.174294871326129,141.63662508607584,2.4720254491648199,-0.91718721068323916,-52.550956195525856,0.93834828331033648,-0.34569133516555556,1.9237717695308885,110.22400314053401,null,{"$f":"IF(Z8741<0,0,epw!O8741*SIN(RADIANS(SolarPosition!Z8741)))+epw!P8741","v":0},0,0,-52.878959320448978,"-","-","-","-",0,0,0,0,null,null,null,null,null,null,null,null,null,null,null,null,364.04166666669283,8.8166216745786503,{"$f":"(epw!G8745+273.15)^4*(5.67/(10^8))-epw!M8745","v":59.940503456005331}]
[43.462000000000003,0.75855499950177552,142.22399999999999,2.4822770753564147,364,0.91666666666666696,3.3152000000000008,364,355.49093887999999,6.2044873444619224,{"$f":"epw!A8742-1968","v":37},13.043484567079823,0.22765175162861007,355.33733147647013,6.2018063895148874,0.15360740352986113,2.6809549470356363E-3,1.2932581138630363E-2,0.74098231745401244,-0.58737491392415131,-0.40446774733267665,-23.174294871326129,156.63662508607595,2.7338248369639717,-1.0827554546547107,-62.037317796483514,0.77749250200020692,-0.62889220804002455,2.2509238893178032,128.96843886308255,null,{"$f":"IF(Z8742<0,0,epw!O8742*SIN(RADIANS(SolarPosition!Z8742)))+epw!P8742","v":0},0,0,-62.208918188669386,"-","-","-","-",0,0,0,0,null,null,null,null,null,null,null,null,null,null,null,null,364.08333333335952,8.814509062283312,{"$f":"(epw!G8746+273.15)^4*(5.67/(10^8))-epw!M8746","v":76.93219562670896}]
[43.462000000000003,0.75855499950177552,142.22399999999999,2.4822770753564147,364,0.95833333333333404,3.3152000000000008,364,355.49093887999999,6.2044873444619224,{"$f":"epw!A8743-1968","v":37},13.043484567079823,0.22765175162861007,355.33733147647013,6.2018063895148874,0.15360740352986113,2.6809549470356363E-3,1.2932581138630363E-2,0.74098231745401244,-0.58737491392415131,-0.40446774733267665,-23.174294871326129,171.63662508607612,2.995624224763124,-1.1967796586988615,-68.570423450551885,0.36598279397715505,-0.93062161726056813,2.7669040076864926,158.53192195826909,null,{"$f":"IF(Z8743<0,0,epw!O8743*SIN(RADIANS(SolarPosition!Z8743)))+epw!P8743","v":0},0,0,-68.471630923182957,"-","-","-","-",0,0,0,0,null,null,null,null,null,null,null,null,null,null,null,null,364.1250000000262,8.8123958025437847,{"$f":"(epw!G8747+273.15)^4*(5.67/(10^8))-epw!M8747","v":54.947521954520994}]
[43.462000000000003,0.75855499950177552,142.22399999999999,2.4822770753564147,364,0,3.3152000000000008,364,355.49093887999999,6.2044873444619224,{"$f":"epw!A8744-1968","v":37},13.043484567079823,0.22765175162861007,355.33733147647013,6.2018063895148874,0.15360740352986113,2.6809549470356363E-3,1.2932581138630363E-2,0.74098231745401244,-0.58737491392415131,-0.40446774733267665,-23.174294871326129,-173.36337491392416,-3.025761694617318,-1.2040307371297592,-68.985879641560672,-0.2962839423804578,-0.95509990340670314,-2.8407931130435413,-162.7654558472255,null,{"$f":"IF(Z8744<0,0,epw!O8744*SIN(RADIANS(SolarPosition!Z8744)))+epw!P8744","v":0},0,0,-68.591751538864898,"-","-","-","-",0,0,0,0,null,null,null,null,null,null,null,null,null,null,null,null,364.16666666669289,8.8102818964472558,{"$f":"(epw!G8748+273.15)^4*(5.67/(10^8))-epw!M8748","v":54.565246920190248}]
[43.462000000000003,0.75855499950177552,142.22399999999999,2.4822770753564147,365,4.1666666666666664E-2,3.3152000000000008,365,356.47653888000002,6.2216893095695802,{"$f":"epw!A8745-1968","v":37},13.043531656857601,0.22765257350027635,356.35645607121893,6.2195934691813068,0.1200828087810919,2.0958403882728122E-3,1.444441704657879E-2,0.82760413429578616,-0.70752132551469427,-0.40327858739241546,-23.106161025583134,-158.48352132551472,-2.7660592572848799,-1.0996013459458049,-63.002516269599397,-0.74313325288074761,-0.66914345880601755,-2.3038519074407282,-132.0009909195181,null,{"$f":"IF(Z8745<0,0,epw!O8745*SIN(RADIANS(SolarPosition!Z8745)))+epw!P8745","v":0},0,0,-62.500758981190096,"-","-","-","-",0,0,0,0,null,null,null,null,null,null,null,null,null,null,null,null,364.20833333335958,8.8081673450812445,{"$f":"(epw!G8749+273.15)^4*(5.67/(10^8))-epw!M8749","v":70.21349415920389}]
[43.462000000000003,0.75855499950177552,142.22399999999999,2.4822770753564147,365,8.3333333333333329E-2,3.3152000000000008,365,356.47653888000002,6.2216893095695802,{"$f":"epw!A8746-1968","v":37},13.043531656857601,0.22765257350027635,356.35645607121893,6.2195934691813068,0.1200828087810919,2.0958403882728122E-3,1.444441704657879E-2,0.82760413429578616,-0.70752132551469427,-0.40327858739241546,-23.106161025583134,-143.48352132551472,-2.5042598694857303,-0.93819155029371037,-53.754416206665319,-0.92570087074691221,-0.37825639174825415,-1.9587083420272373,-112.22572129522763,null,{"$f":"IF(Z8746<0,0,epw!O8746*SIN(RADIANS(SolarPosition!Z8746)))+epw!P8746","v":0},0,0,-53.257407808585128,"-","-","-","-",0,0,0,0,null,null,null,null,null,null,null,null,null,null,null,null,364.25000000002626,8.8060521495336026,{"$f":"(epw!G8750+273.15)^4*(5.67/(10^8))-epw!M8750","v":61.305603491690249}]
[43.462000000000003,0.75855499950177552,142.22399999999999,2.4822770753564147,365,0.125,3.3152000000000008,365,356.47653888000002,6.2216893095695802,{"$f":"epw!A8747-1968","v":37},13.043531656857601,0.22765257350027635,356.35645607121893,6.2195934691813068,0.1200828087810919,2.0958403882728122E-3,1.444441704657879E-2,0.82760413429578616,-0.70752132551469427,-0.40327858739241546,-23.106161025583134,-128.48352132551472,-2.2424604816865807,-0.75513820843186175,-43.266232292215953,-0.98875906187965812,-0.14951761618905876,-1.7208767136510221,-98.598972754546665,null,{"$f":"IF(Z8747<0,0,epw!O8747*SIN(RADIANS(SolarPosition!Z8747)))+epw!P8747","v":0},0,0,-42.809792876284511,"-","-","-","-",0,0,0,0,null,null,null,null,null,null,null,null,null,null,null,null,364.29166666669295,8.8039363108925119,{"$f":"(epw!G8751+273.15)^4*(5.67/(10^8))-epw!M8751","v":59.654333034585761}]
[43.462000000000003,0.75855499950177552,142.22399999999999,2.4822770753564147,365,0.16666666666666699,3.3152000000000008,365,356.47653888000002,6.2216893095695802,{"$f":"epw!A8748-1968","v":37},13.043531656857601,0.22765257350027635,356.35645607121893,6.2195934691813068,0.1200828087810919,2.0958403882728122E-3,1.444441704657879E-2,0.82760413429578616,-0.70752132551469427,-0.40327858739241546,-23.106161025583134,-113.48352132551457,-1.9806610938874292,-0.56566422626944779,-32.410172786772591,-0.99924848714882863,3.8761590921645724E-2,-1.5320250230088814,-87.778567926841745,null,{"$f":"IF(Z8748<0,0,epw!O8748*SIN(RADIANS(SolarPosition!Z8748)))+epw!P8748","v":0},0,0,-32.0069150129763,"-","-","-","-",0,0,0,0,null,null,null,null,null,null,null,null,null,null,null,null,364.33333333335963,8.8018198302464867,{"$f":"(epw!G8752+273.15)^4*(5.67/(10^8))-epw!M8752","v":63.831519772756167}]
[43.462000000000003,0.75855499950177552,142.22399999999999,2.4822770753564147,365,0.20833333333333401,3.3152000000000008,365,356.47653888000002,6.2216893095695802,{"$f":"epw!A8749-1968","v":37},13.043531656857601,0.22765257350027635,356.35645607121893,6.2195934691813068,0.1200828087810919,2.0958403882728122E-3,1.444441704657879E-2,0.82760413429578616,-0.70752132551469427,-0.40327858739241546,-23.106161025583134,-98.483521325514474,-1.7188617060882778,-0.37732454327858606,-21.619103836564356,-0.97855297410529041,0.20599533215510243,-1.3633155812992295,-78.112228952870311,null,{"$f":"IF(Z8749<0,0,epw!O8749*SIN(RADIANS(SolarPosition!Z8749)))+epw!P8749","v":0},0,0,-21.277611528373512,"-","-","-","-",0,0,0,0,null,null,null,null,null,null,null,null,null,null,null,null,364.37500000002632,8.7997027086843751,{"$f":"(epw!G8753+273.15)^4*(5.67/(10^8))-epw!M8753","v":65.066444620498771}]
[43.462000000000003,0.75855499950177552,142.22399999999999,2.4822770753564147,365,0.25,3.3152000000000008,365,356.47653888000002,6.2216893095695802,{"$f":"epw!A8750-1968","v":37},13.043531656857601,0.22765257350027635,356.35645607121893,6.2195934691813068,0.1200828087810919,2.0958403882728122E-3,1.444441704657879E-2,0.82760413429578616,-0.70752132551469427,-0.40327858739241546,-23.106161025583134,-83.483521325514701,-1.4570623182891322,-0.19542205854989686,-11.196859178667555,-0.93156850578837758,0.36356583863615349,-1.1987034996041004,-68.680651414876692,null,{"$f":"IF(Z8750<0,0,epw!O8750*SIN(RADIANS(SolarPosition!Z8750)))+epw!P8750","v":0},0,0,-10.926712521915503,"-","-","-","-",0,0,0,0,null,null,null,null,null,null,null,null,null,null,null,null,364.416666666693,8.7975849472953467,{"$f":"(epw!G8754+273.15)^4*(5.67/(10^8))-epw!M8754","v":67.466836318971502}]
[43.462000000000003,0.75855499950177552,142.22399999999999,2.4822770753564147,365,0.29166666666666702,3.3152000000000008,365,356.47653888000002,6.2216893095695802,{"$f":"epw!A8751-1968","v":37},13.043531656857601,0.22765257350027635,356.35645607121893,6.2195934691813068,0.1200828087810919,2.0958403882728122E-3,1.444441704657879E-2,0.82760413429578616,-0.70752132551469427,-0.40327858739241546,-23.106161025583134,-68.483521325514559,-1.1952629304899804,-2.5092552038270398E-2,-1.4376973290052852,-0.85595129001726622,0.5170564660825524,-1.027387865780691,-58.864988632186687,null,{"$f":"IF(Z8751<0,0,epw!O8751*SIN(RADIANS(SolarPosition!Z8751)))+epw!P8751","v":0},2.7777777777777777,0.01,-1.250998179155167,3,5.2335956242943828E-2,0.13746473821734803,3.882812966733875E-2,0,0.01,0,2.7777777777777777,null,null,null,null,null,null,null,null,null,null,null,null,364.45833333335969,8.7954665471689069,{"$f":"(epw!G8755+273.15)^4*(5.67/(10^8))-epw!M8755","v":72.360504000049957}]
[43.462000000000003,0.75855499950177552,142.22399999999999,2.4822770753564147,365,0.33333333333333398,3.3152000000000008,365,356.47653888000002,6.2216893095695802,{"$f":"epw!A8752-1968","v":37},13.043531656857601,0.22765257350027635,356.35645607121893,6.2195934691813068,0.1200828087810919,2.0958403882728122E-3,1.444441704657879E-2,0.82760413429578616,-0.70752132551469427,-0.40327858739241546,-23.106161025583134,-53.483521325514467,-0.93346354269082932,0.12766065356780984,7.3144166593172182,-0.74527826869520652,0.66675355432924066,-0.84095209245787672,-48.18300567053172,null,{"$f":"IF(Z8752<0,0,epw!O8752*SIN(RADIANS(SolarPosition!Z8752)))+epw!P8752","v":0},55.555555555555557,0.2,7.4028974049559935,7.4028974049559935,0.12884574448598216,0.35464880427244777,0.31543258232890636,0.33,0.16,91.666666666666671,44.444444444444443,null,null,null,null,null,null,null,null,null,null,null,null,364.50000000002638,8.7933475093948879,{"$f":"(epw!G8756+273.15)^4*(5.67/(10^8))-epw!M8756","v":77.667009200044618}]
[43.462000000000003,0.75855499950177552,142.22399999999999,2.4822770753564147,365,0.375,3.3152000000000008,365,356.47653888000002,6.2216893095695802,{"$f":"epw!A8753-1968","v":37},13.043531656857601,0.22765257350027635,356.35645607121893,6.2195934691813068,0.1200828087810919,2.0958403882728122E-3,1.444441704657879E-2,0.82760413429578616,-0.70752132551469427,-0.40327858739241546,-23.106161025583134,-38.483521325514708,-0.67166415489168418,0.25541362993597649,14.63412302544771,-0.59155989571621215,0.80626105560185923,-0.63299219857711397,-36.267781443175544,null,{"$f":"IF(Z8753<0,0,epw!O8753*SIN(RADIANS(SolarPosition!Z8753)))+epw!P8753","v":0},172.22222222222223,0.62,14.608472177526494,14.608472177526494,0.25221244811875687,0.7456723341970698,0.49954176824419766,1.21,0.31,336.11111111111109,86.111111111111114,null,null,null,null,null,null,null,null,null,null,null,null,364.54166666669306,8.7912278350634487,{"$f":"(epw!G8757+273.15)^4*(5.67/(10^8))-epw!M8757","v":70.670908512594224}]
[43.462000000000003,0.75855499950177552,142.22399999999999,2.4822770753564147,365,0.41666666666666702,3.3152000000000008,365,356.47653888000002,6.2216893095695802,{"$f":"epw!A8754-1968","v":37},13.043531656857601,0.22765257350027635,356.35645607121893,6.2195934691813068,0.1200828087810919,2.0958403882728122E-3,1.444441704657879E-2,0.82760413429578616,-0.70752132551469427,-0.40327858739241546,-23.106161025583134,-23.483521325514573,-0.40986476709253233,0.34943108018075236,20.020926125054579,-0.39009275636687452,0.92077556517866732,-0.4007323277678696,-22.960271095552091,null,{"$f":"IF(Z8754<0,0,epw!O8754*SIN(RADIANS(SolarPosition!Z8754)))+epw!P8754","v":78.33721498392967},152.77777777777777,0.55000000000000004,19.868379564249626,19.868379564249626,0.33986057152068377,1.0543167226568737,0.3288580983063033,0.33,0.44,91.666666666666671,122.22222222222221,null,null,null,null,null,null,null,null,null,null,null,null,364.58333333335975,8.7891075252650772,{"$f":"(epw!G8758+273.15)^4*(5.67/(10^8))-epw!M8758","v":63.157948537921072}]
[43.462000000000003,0.75855499950177552,142.22399999999999,2.4822770753564147,365,0.45833333333333398,3.3152000000000008,365,356.47653888000002,6.2216893095695802,{"$f":"epw!A8755-1968","v":37},13.043531656857601,0.22765257350027635,356.35645607121893,6.2195934691813068,0.1200828087810919,2.0958403882728122E-3,1.444441704657879E-2,0.82760413429578616,-0.70752132551469427,-0.40327858739241546,-23.106161025583134,-8.4835213255144648,-0.14806537929338104,0.40101510973364096,22.976473308713203,-0.14738300061698881,0.98907949687026298,-0.1479218540134779,-8.4752979327225813,null,{"$f":"IF(Z8755<0,0,epw!O8755*SIN(RADIANS(SolarPosition!Z8755)))+epw!P8755","v":260.11092499023744},191.66666666666669,0.69000000000000017,22.694472467979491,22.694472467979491,0.38581703992729433,1.2264468093308736,0.36342459990808379,0.43,0.52,119.44444444444444,144.44444444444443,null,null,null,null,null,null,null,null,null,null,null,null,364.62500000002643,8.7869865810905878,{"$f":"(epw!G8759+273.15)^4*(5.67/(10^8))-epw!M8759","v":73.089674614169439}]
[43.462000000000003,0.75855499950177552,142.22399999999999,2.4822770753564147,365,0.5,3.3152000000000008,365,356.47653888000002,6.2216893095695802,{"$f":"epw!A8756-1968","v":37},13.043531656857601,0.22765257350027635,356.35645607121893,6.2195934691813068,0.1200828087810919,2.0958403882728122E-3,1.444441704657879E-2,0.82760413429578616,-0.70752132551469427,-0.40327858739241546,-23.106161025583134,6.5164786744852954,0.11373400850576422,0.40426661882263604,23.162771056561049,0.11353688507214547,0.99353378187564123,0.11378223787951036,6.5192420140495093,null,{"$f":"IF(Z8756<0,0,epw!O8756*SIN(RADIANS(SolarPosition!Z8756)))+epw!P8756","v":341.96152570631864},155.55555555555554,0.56000000000000005,22.764851863122878,22.764851863122878,0.38694999596333252,1.2307800697576869,0.29408970079336599,0.23,0.47,63.888888888888886,130.55555555555554,null,null,null,null,null,null,null,null,null,null,null,null,364.66666666669312,8.7848650036311202,{"$f":"(epw!G8760+273.15)^4*(5.67/(10^8))-epw!M8760","v":61.902409488803414}]
[43.462000000000003,0.75855499950177552,142.22399999999999,2.4822770753564147,365,0.54166666666666696,3.3152000000000008,365,356.47653888000002,6.2216893095695802,{"$f":"epw!A8757-1968","v":37},13.043531656857601,0.22765257350027635,356.35645607121893,6.2195934691813068,0.1200828087810919,2.0958403882728122E-3,1.444441704657879E-2,0.82760413429578616,-0.70752132551469427,-0.40327858739241546,-23.106161025583134,21.516478674485402,0.3755333963049155,0.35878184777164956,20.5566856432207,0.36028757776934339,0.93284128409129663,0.36857615665399557,21.117858205426622,null,{"$f":"IF(Z8757<0,0,epw!O8757*SIN(RADIANS(SolarPosition!Z8757)))+epw!P8757","v":332.40383226229687},125,0.45,20.070871793880464,20.070871793880464,0.34318223054724095,1.0665199558434046,0.26646143112105469,0.17,0.39,47.222222222222221,108.33333333333333,null,null,null,null,null,null,null,null,null,null,null,null,364.7083333333598,8.7827427939781408,{"$f":"(epw!G8761+273.15)^4*(5.67/(10^8))-epw!M8761","v":71.986614332980025}]
[43.462000000000003,0.75855499950177552,142.22399999999999,2.4822770753564147,365,0.58333333333333404,3.3152000000000008,365,356.47653888000002,6.2216893095695802,{"$f":"epw!A8758-1968","v":37},13.043531656857601,0.22765257350027635,356.35645607121893,6.2195934691813068,0.1200828087810919,2.0958403882728122E-3,1.444441704657879E-2,0.82760413429578616,-0.70752132551469427,-0.40327858739241546,-23.106161025583134,36.516478674485562,0.6373327841040678,0.26986116036785351,15.461905543581084,0.56787073764848495,0.82311774693695294,0.60391671393464219,34.601878885864473,null,{"$f":"IF(Z8758<0,0,epw!O8758*SIN(RADIANS(SolarPosition!Z8758)))+epw!P8758","v":269.34863264415924},116.66666666666666,0.42,14.921561724288821,14.921561724288821,0.257496444562474,0.76355162749171934,0.33145508686987191,0.35,0.33,97.222222222222214,91.666666666666671,null,null,null,null,null,null,null,null,null,null,null,null,364.75000000002649,8.780619953223443,{"$f":"(epw!G8762+273.15)^4*(5.67/(10^8))-epw!M8762","v":80.827319994346453}]
[43.462000000000003,0.75855499950177552,142.22399999999999,2.4822770753564147,365,0.625,3.3152000000000008,365,356.47653888000002,6.2216893095695802,{"$f":"epw!A8759-1968","v":37},13.043531656857601,0.22765257350027635,356.35645607121893,6.2195934691813068,0.1200828087810919,2.0958403882728122E-3,1.444441704657879E-2,0.82760413429578616,-0.70752132551469427,-0.40327858739241546,-23.106161025583134,51.516478674485292,0.89913217190321237,0.14601505847054316,8.3660465957180641,0.72773546405450384,0.68585792578155436,0.81501438399892845,46.696884445593213,null,{"$f":"IF(Z8759<0,0,epw!O8759*SIN(RADIANS(SolarPosition!Z8759)))+epw!P8759","v":167.88468767603416},66.666666666666671,0.24000000000000002,7.8009490217607409,7.8009490217607409,0.13573198272143711,0.37514465289765431,0.35931527786237721,0.48,0.17,133.33333333333334,47.222222222222221,null,null,null,null,null,null,null,null,null,null,null,null,364.79166666669317,8.7784964824591416,{"$f":"(epw!G8763+273.15)^4*(5.67/(10^8))-epw!M8763","v":67.025918688251465}]
[43.462000000000003,0.75855499950177552,142.22399999999999,2.4822770753564147,365,0.66666666666666696,3.3152000000000008,365,356.47653888000002,6.2216893095695802,{"$f":"epw!A8760-1968","v":37},13.043531656857601,0.22765257350027635,356.35645607121893,6.2195934691813068,0.1200828087810919,2.0958403882728122E-3,1.444441704657879E-2,0.82760413429578616,-0.70752132551469427,-0.40327858739241546,-23.106161025583134,66.516478674485413,1.1609315597023639,-3.9158681432639184E-3,-0.22436271773875255,0.84360479302296454,0.53696457349501292,1.0039615168076672,57.522757706631801,null,{"$f":"IF(Z8760<0,0,epw!O8760*SIN(RADIANS(SolarPosition!Z8760)))+epw!P8760","v":49},5.5555555555555554,0.02,-0.79145796759939524,3,5.2335956242943828E-2,0.13746473821734803,7.7656259334677499E-2,0.01,0.02,2.7777777777777777,5.5555555555555554,null,null,null,null,null,null,null,null,null,null,null,null,364.83333333335986,8.7763723827776783,{"$f":"(epw!G8764+273.15)^4*(5.67/(10^8))-epw!M8764","v":73.590381251847987}]
[43.462000000000003,0.75855499950177552,142.22399999999999,2.4822770753564147,365,0.70833333333333404,3.3152000000000008,365,356.47653888000002,6.2216893095695802,{"$f":"epw!A8761-1968","v":37},13.043531656857601,0.22765257350027635,356.35645607121893,6.2195934691813068,0.1200828087810919,2.0958403882728122E-3,1.444441704657879E-2,0.82760413429578616,-0.70752132551469427,-0.40327858739241546,-23.106161025583134,81.516478674485569,1.422730947501516,-0.17230940586402668,-9.8726017264154873,0.92338946460482307,0.38386442483879424,1.1768186091047204,67.426739554156271,null,{"$f":"IF(Z8761<0,0,epw!O8761*SIN(RADIANS(SolarPosition!Z8761)))+epw!P8761","v":29},0,0,-10.424958352206485,"-","-","-","-",0,0,0,0,null,null,null,null,null,null,null,null,null,null,null,null,364.87500000002655,8.7742476552718145,{"$f":"(epw!G8765+273.15)^4*(5.67/(10^8))-epw!M8765","v":57.34555464185587}]
[43.462000000000003,0.75855499950177552,142.22399999999999,2.4822770753564147,365,0.75,3.3152000000000008,365,356.47653888000002,6.2216893095695802,{"$f":"epw!A8762-1968","v":37},13.043531656857601,0.22765257350027635,356.35645607121893,6.2195934691813068,0.1200828087810919,2.0958403882728122E-3,1.444441704657879E-2,0.82760413429578616,-0.70752132551469427,-0.40327858739241546,-23.106161025583134,96.516478674485299,1.6845303353006607,-0.35299744053648502,-20.225263521660835,0.97388599535478981,0.22703759171513971,1.3417615709153869,76.87727512629499,null,{"$f":"IF(Z8762<0,0,epw!O8762*SIN(RADIANS(SolarPosition!Z8762)))+epw!P8762","v":9},0,0,-20.749414784219525,"-","-","-","-",0,0,0,0,null,null,null,null,null,null,null,null,null,null,null,null,364.91666666669323,8.7721223010346421,{"$f":"(epw!G8766+273.15)^4*(5.67/(10^8))-epw!M8766","v":64.509293492743893}]
[43.462000000000003,0.75855499950177552,142.22399999999999,2.4822770753564147,365,0.79166666666666696,3.3152000000000008,365,356.47653888000002,6.2216893095695802,{"$f":"epw!A8763-1968","v":37},13.043531656857601,0.22765257350027635,356.35645607121893,6.2195934691813068,0.1200828087810919,2.0958403882728122E-3,1.444441704657879E-2,0.82760413429578616,-0.70752132551469427,-0.40327858739241546,-23.106161025583134,111.51647867448541,1.9463297230998122,-0.54077741871976548,-30.984263748621476,0.99810233115129932,6.157707812442921E-2,1.5091802681123356,86.469659887258842,null,{"$f":"IF(Z8763<0,0,epw!O8763*SIN(RADIANS(SolarPosition!Z8763)))+epw!P8763","v":0},0,0,-31.466665755078676,"-","-","-","-",0,0,0,0,null,null,null,null,null,null,null,null,null,null,null,null,364.95833333335992,8.7699963211595655,{"$f":"(epw!G8767+273.15)^4*(5.67/(10^8))-epw!M8767","v":74.523062079482258}]
[43.462000000000003,0.75855499950177552,142.22399999999999,2.4822770753564147,365,0.83333333333333404,3.3152000000000008,365,356.47653888000002,6.2216893095695802,{"$f":"epw!A8764-1968","v":37},13.043531656857601,0.22765257350027635,356.35645607121893,6.2195934691813068,0.1200828087810919,2.0958403882728122E-3,1.444441704657879E-2,0.82760413429578616,-0.70752132551469427,-0.40327858739241546,-23.106161025583134,126.51647867448557,2.2081291108989642,-0.73045247185516748,-41.851843772199651,0.99240264066847372,-0.12303251112710228,1.6941413619369698,97.067149937533628,null,{"$f":"IF(Z8764<0,0,epw!O8764*SIN(RADIANS(SolarPosition!Z8764)))+epw!P8764","v":0},0,0,-42.274282896595913,"-","-","-","-",0,0,0,0,null,null,null,null,null,null,null,null,null,null,null,null,365.0000000000266,8.7678697167403197,{"$f":"(epw!G8768+273.15)^4*(5.67/(10^8))-epw!M8768","v":53.304772710580551}]
[43.462000000000003,0.75855499950177552,142.22399999999999,2.4822770753564147,365,0.875,3.3152000000000008,365,356.47653888000002,6.2216893095695802,{"$f":"epw!A8765-1968","v":37},13.043531656857601,0.22765257350027635,356.35645607121893,6.2195934691813068,0.1200828087810919,2.0958403882728122E-3,1.444441704657879E-2,0.82760413429578616,-0.70752132551469427,-0.40327858739241546,-23.106161025583134,141.51647867448528,2.4699284986981089,-0.91496000141505041,-52.423346504366215,0.938583338779442,-0.34505262811002507,1.923091183170299,110.18500841447806,null,{"$f":"IF(Z8765<0,0,epw!O8765*SIN(RADIANS(SolarPosition!Z8765)))+epw!P8765","v":0},0,0,-52.754275408321746,"-","-","-","-",0,0,0,0]
[43.462000000000003,0.75855499950177552,142.22399999999999,2.4822770753564147,365,0.91666666666666696,3.3152000000000008,365,356.47653888000002,6.2216893095695802,{"$f":"epw!A8766-1968","v":37},13.043531656857601,0.22765257350027635,356.35645607121893,6.2195934691813068,0.1200828087810919,2.0958403882728122E-3,1.444441704657879E-2,0.82760413429578616,-0.70752132551469427,-0.40327858739241546,-23.106161025583134,156.5164786744854,2.7317278864972603,-1.0806327815118537,-61.915697584112038,0.77855086062360745,-0.62758151456383771,2.2492392406792288,128.87191560612979,null,{"$f":"IF(Z8766<0,0,epw!O8766*SIN(RADIANS(SolarPosition!Z8766)))+epw!P8766","v":0},0,0,-62.091388502247128,"-","-","-","-",0,0,0,0]
[43.462000000000003,0.75855499950177552,142.22399999999999,2.4822770753564147,365,0.95833333333333404,3.3152000000000008,365,356.47653888000002,6.2216893095695802,{"$f":"epw!A8767-1968","v":37},13.043531656857601,0.22765257350027635,356.35645607121893,6.2195934691813068,0.1200828087810919,2.0958403882728122E-3,1.444441704657879E-2,0.82760413429578616,-0.70752132551469427,-0.40327858739241546,-23.106161025583134,171.51647867448557,2.9935272742964125,-1.1950818015154971,-68.473143399729139,0.36979178670158763,-0.92911465088440404,2.7628077414968999,158.29722319384331,null,{"$f":"IF(Z8767<0,0,epw!O8767*SIN(RADIANS(SolarPosition!Z8767)))+epw!P8767","v":0},0,0,-68.380595530810922,"-","-","-","-",0,0,0,0]
[43.462000000000003,0.75855499950177552,142.22399999999999,2.4822770753564147,365,0,3.3152000000000008,365,356.47653888000002,6.2216893095695802,{"$f":"epw!A8768-1968","v":37},13.043531656857601,0.22765257350027635,356.35645607121893,6.2195934691813068,0.1200828087810919,2.0958403882728122E-3,1.444441704657879E-2,0.82760413429578616,-0.70752132551469427,-0.40327858739241546,-23.106161025583134,-173.48352132551472,-3.027858645084029,-1.2033205042237929,-68.945186293577493,-0.2905542930942992,-0.95685850718090593,-2.8467865824651248,-163.10885634972294,null,{"$f":"IF(Z8768<0,0,epw!O8768*SIN(RADIANS(SolarPosition!Z8768)))+epw!P8768","v":0},0,0,-68.557469943337637,"-","-","-","-",0,0,0,0]

{"sheet":"Control","index":2,"n_rows":17522,"n_cols":88,"rows_kept":1125,"cut":true,"hidden":true,"merged":[[4,4,5,4],[9,14,11,14],[9,15,11,15],[9,16,11,16],[1,45,3,45],[9,45,11,45],[1,41,1,44],[9,54,9,56],[9,57,9,64],[10,18,10,20],[10,21,10,22],[10,24,10,27],[10,28,10,31],[10,37,11,37],[10,38,11,38],[10,39,11,39],[10,40,11,40],[9,37,9,38],[9,39,9,40],[9,41,9,44],[9,46,9,49],[9,50,9,53],[1,39,1,40],[10,56,11,56],[0,74,0,80],[0,81,0,87],[14,5,14,6],[14,7,14,8],[4,7,4,8],[4,5,4,6],[10,53,11,53],[10,54,11,54],[10,55,11,55],[10,46,11,46],[10,47,11,47],[10,48,11,48],[10,49,11,49],[10,50,11,50],[10,41,11,41],[10,42,11,42],[10,43,11,43],[10,44,11,44],[1,57,1,64],[10,67,11,67],[10,68,11,68],[10,69,11,69],[1,35,3,35],[1,37,1,38],[9,13,11,13],[1,13,3,13],[1,14,3,14],[1,15,3,15],[1,16,3,16],[1,24,1,31],[1,32,3,32],[1,33,3,33],[1,34,3,34],[2,18,2,20],[2,21,2,22],[2,24,2,27],[2,28,2,31],[2,23,3,23],[9,34,11,34],[9,33,11,33],[2,54,3,54],[1,36,3,36],[1,46,1,49],[10,23,11,23],[9,17,9,23],[9,36,11,36],[2,37,3,37],[2,67,3,67],[9,35,11,35],[10,61,10,62],[10,63,10,64],[10,51,11,51],[2,55,3,55],[1,50,1,53],[10,57,10,58],[10,59,10,60],[2,48,3,48],[2,56,3,56],[2,57,2,58],[2,49,3,49],[2,50,3,50],[2,51,3,51],[2,52,3,52],[2,53,3,53],[10,52,11,52],[2,39,3,39],[2,40,3,40],[2,41,3,41],[2,42,3,42],[2,43,3,43],[2,44,3,44],[2,46,3,46],[2,47,3,47],[1,71,1,72],[9,71,9,72],[2,65,3,65],[10,65,11,65],[2,17,3,17],[10,17,11,17],[9,66,9,67],[9,68,9,70],[10,66,11,66],[10,70,11,70],[2,69,3,69],[1,66,1,67],[1,68,1,70],[2,66,3,66],[2,70,3,70],[2,59,2,60],[2,61,2,62],[2,63,2,64],[2,68,3,68],[2,38,3,38],[1,17,1,23],[1,54,1,56],[9,24,9,31],[9,32,11,32]],"bounds":{"rows_first":500,"rows_last":125,"rows_between":500,"halvings":2}}
[null,null,"フォルダ","ファイル",null,null,null,"START","FINISH","計算行",null,"集熱器傾斜角",null,"列番号",2,3,4,5,6,7,8,9,10,11,12,13,14,15,16,17,18,19,20,21,22,23,24,25,26,27,28,29,30,31,32,33,34,35,36,37,38,39,40,41,42,43,44,45,46,47,48,49,50,51,52,53,54,55,56,57,58,59,60,null,"冷房スケジュール",null,null,null,null,null,null,"暖房スケジュール"]
[1,"ExTLA_138Date.epw.csv","H:\\Dropbox (UT Archi MaeLab)\\ShareForALL\\ExTLA\\★ExTLA 多室モデル",{"$f":"OFFSET($B$2,J2-1,0)","v":"ExTLA_138Date.epw.csv"},null,null,1,1,1,1,null,35,null,"case","物件","Ua値","正面（南）方位角[°]","集熱面",null,null,null,null,null,null,"外壁面積[m2]",null,null,null,null,null,null,null,"屋根面積[m2]","床面積[m2]","基礎外周部面積[m2]","基礎中心部面積[m2]","基礎下\n断熱","平均高さ[m]",null,"気積[m3]",null,"開口部面積[m2]",null,null,null,"開口部\n平均高さ[m]","庇の出[m]",null,null,null,"日射熱取得率",null,null,null,"断熱材厚さ[m]",null,null,"開口部熱貫流率{W/m2・K]",null,null,null,null,null,null,null,"熱交換換気","床下付加蓄熱",null,"PCM敷設厚さ[m]",null,null,"水道水計算係数",null,null,"伊達","仙台","東京","浜松","湯布院","鹿児島","那覇","伊達","仙台","東京","浜松","湯布院","鹿児島","那覇"]
[2,"ExTLA_255Sendai.epw.csv",null,null,null,null,null,null,null,null,null,35,null,null,null,null,null,"幅[m]","面積[m2]",null,null,"傾斜角[°]",null,"高効率集熱パネル","居室",null,null,null,"床下",null,null,null,null,null,null,null,null,"居室","床下","居室","床下","南","北","東","西",null,"南","北","東","西","南","北","東","西","屋根","外壁","基礎(立ち上がり/外周）","南",null,"北",null,"東",null,"西",null,"熱交換効率[%]","容量[L]","表面積","外壁","屋根","床",null,null,"2014-01-01T01:00:00",{"$f":"\"\"","v":""},{"$f":"\"\"","v":""},{"$f":"\"\"","v":""},{"$f":"\"\"","v":""},{"$f":"\"\"","v":""},{"$f":"\"\"","v":""},{"$f":"\"\"","v":""},{"$f":"\"\"","v":""},{"$f":"\"\"","v":""},{"$f":"\"\"","v":""},{"$f":"\"\"","v":""},{"$f":"\"\"","v":""},{"$f":"\"\"","v":""},{"$f":"\"\"","v":""}]
[3,"ExTLA_363Tokyo.epw.csv",null,null,"敷地別の暖房・冷房期間",null,null,null,null,null,null,35,null,null,null,null,null,null,"PV","ガラス","非集熱面","PV","ガラス",null,"南","北","東","西","南","北","東","西",null,null,null,null,null,null,null,null,null,null,null,null,null,null,null,null,null,null,null,null,null,null,null,null,null,"日中","夜間","日中","夜間","日中","夜間","日中","夜間",null,null,null,null,null,null,"a","b",{"$f":"BV3+1/24","v":"2014-01-01T02:00:00"},{"$f":"\"\"","v":""},{"$f":"\"\"","v":""},{"$f":"\"\"","v":""},{"$f":"\"\"","v":""},{"$f":"\"\"","v":""},{"$f":"\"\"","v":""},{"$f":"\"\"","v":""},{"$f":"\"\"","v":""},{"$f":"\"\"","v":""},{"$f":"\"\"","v":""},{"$f":"\"\"","v":""},{"$f":"\"\"","v":""},{"$f":"\"\"","v":""},{"$f":"\"\"","v":""}]
[4,"ExTLA_438Hamamatsu.epw.csv",null,null,"敷地","冷房期間",null,"暖房期間",null,null,null,35,null,1,{"$f":"VLOOKUP($N$5,$N$13:$BV$30,O1)","v":"仙台"},{"$f":"VLOOKUP($N$5,$N$13:$BU$30,P1)","v":0.37},0,7,29.9,15.02,31.027000000000001,21.8,21.8,0,21.73,34.523000000000003,35.837000000000003,37.786999999999999,3.7856000000000001,3.7856000000000001,3.7856000000000001,3.7856000000000001,61.277000000000001,52.998400000000004,18.423999999999992,34.574400000000011,0,5.7042582417582413,0.4,302.31655999999998,21.199360000000002,16.940000000000001,8.23,5.12,4.05,3,1.5,1,0.5,0.5,0.5,0.5,0.5,0.5,0.18,0.11,0.1,1.337,1.337,1.361,1.361,1.2,1.2,1.484,1.484,0,0,13,0,0,0,0.60540000000000005,4.5149999999999997,{"$f":"BV4+1/24","v":"2014-01-01T03:00:00"},{"$f":"\"\"","v":""},{"$f":"\"\"","v":""},{"$f":"\"\"","v":""},{"$f":"\"\"","v":""},{"$f":"\"\"","v":""},{"$f":"\"\"","v":""},{"$f":"\"\"","v":""},{"$f":"\"\"","v":""},{"$f":"\"\"","v":""},{"$f":"\"\"","v":""},{"$f":"\"\"","v":""},{"$f":"\"\"","v":""},{"$f":"\"\"","v":""},{"$f":"\"\"","v":""}]
[5,"ExTLA_740Yufuin.epw.csv",null,null,null,"開始","終了","開始","終了",null,null,35,null,null,null,null,null,null,null,null,null,null,null,null,null,null,null,null,null,null,null,null,null,null,null,null,"断熱あり:1 断熱なし:0",null,null,null,null,null,null,null,null,null,null,null,null,null,null,null,null,null,null,null,null,null,null,"北東西は設定を変更しても反映されない",null,null,null,null,null,null,null,"1:水パック、13：ペットボトル",null,null,null,null,null,"2014-01-01T04:00:00",{"$f":"\"\"","v":""},{"$f":"\"\"","v":""},{"$f":"\"\"","v":""},{"$f":"\"\"","v":""},{"$f":"\"\"","v":""},{"$f":"\"\"","v":""},{"$f":"\"\"","v":""},{"$f":"\"\"","v":""},{"$f":"\"\"","v":""},{"$f":"\"\"","v":""},{"$f":"\"\"","v":""},{"$f":"\"\"","v":""},{"$f":"\"\"","v":""},{"$f":"\"\"","v":""}]
[6,"ExTLA_806Kagoshima.epw.csv",null,null,"伊達","2014-07-10","2014-08-31","2014-10-01","2014-06-18",null,null,35,null,null,null,null,null,null,null,null,null,null,null,null,null,null,null,null,null,null,null,null,null,null,null,null,null,null,null,null,null,null,null,null,null,null,null,null,null,null,null,null,null,null,null,null,null,null,null,null,null,null,null,null,null,null,null,null,null,null,null,null,null,"2014-01-01T05:00:00",{"$f":"\"\"","v":""},{"$f":"\"\"","v":""},{"$f":"\"\"","v":""},{"$f":"\"\"","v":""},{"$f":"\"\"","v":""},{"$f":"\"\"","v":""},{"$f":"\"\"","v":""},{"$f":"\"\"","v":""},{"$f":"\"\"","v":""},{"$f":"\"\"","v":""},{"$f":"\"\"","v":""},{"$f":"\"\"","v":""},{"$f":"\"\"","v":""},{"$f":"\"\"","v":""}]
[7,"ExTLA_831Naha.epw.csv",null,null,"仙台","2014-07-11","2014-08-31","2014-10-05","2014-05-26",null,null,35,null,null,null,null,null,null,null,null,null,null,null,null,null,null,null,null,null,null,null,null,null,null,null,null,null,null,null,null,null,null,null,null,null,null,null,null,null,null,null,null,null,null,null,null,null,null,null,null,null,null,null,null,null,null,null,null,null,null,null,null,null,"2014-01-01T06:00:00",{"$f":"\"\"","v":""},{"$f":"\"\"","v":""},{"$f":"\"\"","v":""},{"$f":"\"\"","v":""},{"$f":"\"\"","v":""},{"$f":"\"\"","v":""},{"$f":"\"\"","v":""},20,20,20,20,20,20,20]
[8,null,null,null,"東京","2014-06-08","2014-09-22","2014-11-18","2014-04-14",null,null,35,null,"検討ケース",null,null,null,null,null,null,null,null,null,null,null,null,null,null,null,null,null,null,null,null,null,null,null,null,null,null,null,null,null,null,null,null,null,null,null,null,null,null,null,null,null,null,null,null,null,null,null,null,null,null,null,null,null,null,null,null,null,null,null,"2014-01-01T07:00:00",{"$f":"\"\"","v":""},{"$f":"\"\"","v":""},{"$f":"\"\"","v":""},{"$f":"\"\"","v":""},{"$f":"\"\"","v":""},{"$f":"\"\"","v":""},{"$f":"\"\"","v":""},20,20,20,20,20,20,20]
[9,null,null,null,"浜松","2014-06-08","2014-09-26","2014-11-17","2014-04-16",null,null,35,null,"case","物件","Ua値","正面（南）方位角[°]","集熱面",null,null,null,null,null,null,"外壁面積[m2]",null,null,null,null,null,null,null,"屋根面積[m2]","床面積[m2]","基礎外周部面積[m2]","基礎中心部面積[m2]","基礎下\n断熱","平均高さ[m]",null,"気積[m3]",null,"開口部面積[m2]",null,null,null,"開口部\n平均高さ[m]","庇の出[m]",null,null,null,"日射熱取得率",null,null,null,"断熱材厚さ[m]",null,null,"開口部熱貫流率{W/m2・K]",null,null,null,null,null,null,null,"熱交換換気","床下付加蓄熱",null,"PCM敷設厚さ[m]",null,null,"水道水計算係数",null,"2014-01-01T08:00:00",{"$f":"\"\"","v":""},{"$f":"\"\"","v":""},{"$f":"\"\"","v":""},{"$f":"\"\"","v":""},{"$f":"\"\"","v":""},{"$f":"\"\"","v":""},{"$f":"\"\"","v":""},20,20,20,20,20,20,20]
[10,null,null,null,"湯布院",null,null,"2014-10-06","2014-05-15",null,null,35,null,null,null,null,null,"幅[m]","面積[m2]",null,null,"傾斜角[°]",null,"高効率集熱パネル","居室",null,null,null,"床下",null,null,null,null,null,null,null,null,"居室","床下","居室","床下","南","北","東","西",null,"南","北","東","西","南","北","東","西","屋根","外壁","基礎","南",null,"北",null,"東",null,"西",null,"熱交換効率[%]","容量[L]","表面積","外壁","屋根","床",null,null,"2014-01-01T09:00:00",{"$f":"\"\"","v":""},{"$f":"\"\"","v":""},{"$f":"\"\"","v":""},{"$f":"\"\"","v":""},{"$f":"\"\"","v":""},{"$f":"\"\"","v":""},{"$f":"\"\"","v":""},20,20,20,20,20,20,20]
[11,null,null,null,"鹿児島","2014-05-08","2014-10-22","2014-12-18","2014-03-14",null,null,35,null,null,null,null,null,null,"PV","ガラス","非集熱面","PV","ガラス",null,"南","北","東","西","南","北","東","西",null,null,null,null,null,null,null,null,null,null,null,null,null,null,null,null,null,null,null,null,null,null,null,null,null,"日中","夜間","日中","夜間","日中","夜間","日中","夜間",null,null,null,null,null,null,"a","b","2014-01-01T10:00:00",{"$f":"\"\"","v":""},{"$f":"\"\"","v":""},{"$f":"\"\"","v":""},{"$f":"\"\"","v":""},{"$f":"\"\"","v":""},{"$f":"\"\"","v":""},{"$f":"\"\"","v":""},{"$f":"\"\"","v":""},{"$f":"\"\"","v":""},{"$f":"\"\"","v":""},{"$f":"\"\"","v":""},{"$f":"\"\"","v":""},{"$f":"\"\"","v":""},{"$f":"\"\"","v":""}]
[12,null,null,null,"那覇","2014-03-06","2014-12-31","2014-01-01","2014-03-05",null,null,35,null,1,"仙台",0.37,0,7,29.9,15.02,31.027000000000001,21.8,21.8,null,21.73,34.523000000000003,35.837000000000003,37.786999999999999,3.7856000000000001,3.7856000000000001,3.7856000000000001,3.7856000000000001,61.277000000000001,52.998400000000004,18.423999999999992,34.574400000000011,0,5.7042582417582413,0.4,302.31655999999998,21.199360000000002,16.940000000000001,8.23,5.12,4.05,3,1.5,1,0.5,0.5,0.5,0.5,0.5,0.5,0.18,0.11,0.1,1.337,1.337,1.361,1.361,1.2,1.2,1.484,1.484,0,0,13,0,0,0,{"$f":"VLOOKUP(O13,$D$23:$F$27,2)","v":0.60540000000000005},{"$f":"VLOOKUP(O13,$D$23:$F$27,3)","v":4.5149999999999997},"2014-01-01T11:00:00",{"$f":"\"\"","v":""},{"$f":"\"\"","v":""},{"$f":"\"\"","v":""},{"$f":"\"\"","v":""},{"$f":"\"\"","v":""},{"$f":"\"\"","v":""},{"$f":"\"\"","v":""},{"$f":"\"\"","v":""},{"$f":"\"\"","v":""},{"$f":"\"\"","v":""},{"$f":"\"\"","v":""},{"$f":"\"\"","v":""},{"$f":"\"\"","v":""},{"$f":"\"\"","v":""}]
[13,null,null,null,null,null,null,null,null,null,null,35,null,2,"仙台",0.37,0,7,29.9,15.02,31.027000000000001,21.8,21.8,null,21.73,34.523000000000003,35.837000000000003,37.786999999999999,3.7856000000000001,3.7856000000000001,3.7856000000000001,3.7856000000000001,61.277000000000001,52.998400000000004,18.423999999999992,34.574400000000011,0,5.7042582417582413,0.4,302.31655999999998,21.199360000000002,16.940000000000001,8.23,5.12,4.05,3,1.5,1,0.5,0.5,0.5,0.5,0.5,0.5,0.18,0.11,0.1,1.337,1.337,1.361,1.361,1.2,1.2,1.484,1.484,0,0,13,0,0,0,{"$f":"VLOOKUP(O14,$D$23:$F$27,2)","v":0.60540000000000005},{"$f":"VLOOKUP(O14,$D$23:$F$27,3)","v":4.5149999999999997},"2014-01-01T12:00:00",{"$f":"\"\"","v":""},{"$f":"\"\"","v":""},{"$f":"\"\"","v":""},{"$f":"\"\"","v":""},{"$f":"\"\"","v":""},{"$f":"\"\"","v":""},{"$f":"\"\"","v":""},20,20,20,20,20,20,20]
[14,null,null,null,"設定温度[℃]",26,null,20,null,null,null,35,null,3,"仙台",0.37,0,7,29.9,15.02,31.027000000000001,21.8,21.8,1,21.73,34.523000000000003,35.837000000000003,37.786999999999999,3.7856000000000001,3.7856000000000001,3.7856000000000001,3.7856000000000001,61.277000000000001,52.998400000000004,18.423999999999992,34.574400000000011,1,5.7042582417582413,0.4,302.31655999999998,21.199360000000002,16.940000000000001,8.23,5.12,4.05,3,1.5,1,0.5,0.5,0.5,0.5,0.5,0.5,0.18,0.11,0.1,1.337,1.337,1.361,1.361,1.2,1.2,1.484,1.484,0,500,13,0,0,0,0.60540000000000005,4.5149999999999997,"2014-01-01T13:00:00",{"$f":"\"\"","v":""},{"$f":"\"\"","v":""},{"$f":"\"\"","v":""},{"$f":"\"\"","v":""},{"$f":"\"\"","v":""},{"$f":"\"\"","v":""},{"$f":"\"\"","v":""},20,20,20,20,20,20,20]
[15,null,null,null,null,null,null,null,null,null,null,35,null,4,"仙台",0.37,0,7,29.9,15.02,31.027000000000001,21.8,21.8,1,21.73,34.523000000000003,35.837000000000003,37.786999999999999,3.7856000000000001,3.7856000000000001,3.7856000000000001,3.7856000000000001,61.277000000000001,52.998400000000004,18.423999999999992,34.574400000000011,1,5.7042582417582413,0.4,302.31655999999998,21.199360000000002,16.940000000000001,8.23,5.12,4.05,3,1.5,1,0.5,0.5,0.5,0.5,0.5,0.5,0.18,0.11,0.1,1.337,{"$f":"1/(1/BF16+0.005/0.004)","v":0.50051474029012633},1.361,{"$f":"1/(1/BH16+0.005/0.004)","v":0.5038408144377603},1.2,{"$f":"1/(1/BJ16+0.005/0.004)","v":0.48},1.484,{"$f":"1/(1/BL16+0.005/0.004)","v":0.51978984238178638},{"$f":"IF('T1'!#REF!=0,85,76)","v":{"$error":"#REF!"}},500,13,0,0,9.6000000000000002E-2,0.60540000000000005,4.5149999999999997,"2014-01-01T14:00:00",{"$f":"\"\"","v":""},{"$f":"\"\"","v":""},{"$f":"\"\"","v":""},{"$f":"\"\"","v":""},{"$f":"\"\"","v":""},{"$f":"\"\"","v":""},{"$f":"\"\"","v":""},{"$f":"\"\"","v":""},{"$f":"\"\"","v":""},{"$f":"\"\"","v":""},{"$f":"\"\"","v":""},{"$f":"\"\"","v":""},{"$f":"\"\"","v":""},{"$f":"\"\"","v":""}]
[16,null,null,null,"冷房期間",{"$f":"IF(J2=1,E50,IF(J2=2,E51,IF(J2=3,E52,IF(J2=4,E53,IF(J2=5,E54,IF(J2=6,E55,IF(J2=7,E56,0)))))))","v":4563},{"$f":"IF(J2=1,F50,IF(J2=2,F51,IF(J2=3,F52,IF(J2=4,F53,IF(J2=5,F54,IF(J2=6,F55,IF(J2=7,F56,0)))))))","v":5834},{"$f":"IF(J2=1,G50,IF(J2=2,G51,IF(J2=3,G52,IF(J2=4,G53,IF(J2=5,G54,IF(J2=6,G55,IF(J2=7,G56,0)))))))","v":13323},{"$f":"IF(J2=1,H50,IF(J2=2,H51,IF(J2=3,H52,IF(J2=4,H53,IF(J2=5,H54,IF(J2=6,H55,IF(J2=7,H56,0)))))))","v":14594},null,null,35,null,5,"伊達",0.25,0,10.119999999999999,38.380000000000003,{"$f":"22.77*2120/1500","v":32.181600000000003},31.905254871462137,24.22774531795417,24.22774531795417,null,26,57,29.479999999999997,29.479999999999997,4.2,4.2,3.57,3.57,76.304796813953075,70.400000000000006,24.080000000000005,46.32,0,4.1500000000000004,0.42,292.16000000000003,29.568000000000001,9.8400000000000016,4.32,3.96,5.91,2.2000000000000002,1.2,0.2,0.75,0.75,0.5,0.5,0.5,0.5,0.41,0.17,0.1,1.3,1.3,{"$f":"BF17","v":1.3},{"$f":"BG17","v":1.3},{"$f":"BH17","v":1.3},{"$f":"BI17","v":1.3},{"$f":"BJ17","v":1.3},{"$f":"BK17","v":1.3},0,0,13,0,0,0,0.66390000000000005,3.4660000000000002,"2014-01-01T15:00:00",{"$f":"\"\"","v":""},{"$f":"\"\"","v":""},{"$f":"\"\"","v":""},{"$f":"\"\"","v":""},{"$f":"\"\"","v":""},{"$f":"\"\"","v":""},{"$f":"\"\"","v":""},{"$f":"\"\"","v":""},{"$f":"\"\"","v":""},{"$f":"\"\"","v":""},{"$f":"\"\"","v":""},{"$f":"\"\"","v":""},{"$f":"\"\"","v":""},{"$f":"\"\"","v":""}]
[17,null,null,"1月",null,null,null,null,null,null,null,35,null,6,"伊達",0.25,0,10.119999999999999,38.380000000000003,{"$f":"22.77*2120/1500","v":32.181600000000003},31.905254871462137,24.22774531795417,24.22774531795417,null,26,57,29.479999999999997,29.479999999999997,4.2,4.2,3.57,3.57,76.304796813953075,70.400000000000006,24.080000000000005,46.32,0,4.1500000000000004,0.42,292.16000000000003,29.568000000000001,9.8400000000000016,4.32,3.96,5.91,2.2000000000000002,1.2,0.2,0.75,0.75,0.5,0.5,0.5,0.5,0.41,0.17,0.1,1.3,1.3,1.3,1.3,1.3,1.3,1.3,1.3,0,0,13,0,0,0,0.66390000000000005,3.4660000000000002,"2014-01-01T16:00:00",{"$f":"\"\"","v":""},{"$f":"\"\"","v":""},{"$f":"\"\"","v":""},{"$f":"\"\"","v":""},{"$f":"\"\"","v":""},{"$f":"\"\"","v":""},{"$f":"\"\"","v":""},20,20,20,20,20,20,20]
[18,null,null,null,null,null,null,null,null,null,null,35,null,7,"伊達",0.25,0,10.119999999999999,38.380000000000003,{"$f":"22.77*2120/1500","v":32.181600000000003},31.905254871462137,24.22774531795417,24.22774531795417,1,26,57,29.479999999999997,29.479999999999997,4.2,4.2,3.57,3.57,76.304796813953075,70.400000000000006,24.080000000000005,46.32,1,4.1500000000000004,0.42,292.16000000000003,29.568000000000001,9.8400000000000016,4.32,3.96,5.91,2.2000000000000002,1.2,0.2,0.75,0.75,0.5,0.5,0.5,0.5,0.41,0.17,0.1,1.3,1.3,1.3,1.3,1.3,1.3,1.3,1.3,0,500,13,0,0,0,0.66390000000000005,3.4660000000000002,"2014-01-01T17:00:00",{"$f":"\"\"","v":""},{"$f":"\"\"","v":""},{"$f":"\"\"","v":""},{"$f":"\"\"","v":""},{"$f":"\"\"","v":""},{"$f":"\"\"","v":""},{"$f":"\"\"","v":""},20,20,20,20,20,20,20]
[19,null,null,null,null,null,null,null,null,null,null,35,null,8,"伊達",0.25,0,10.119999999999999,38.380000000000003,{"$f":"22.77*2120/1500","v":32.181600000000003},31.905254871462137,24.22774531795417,24.22774531795417,1,26,57,29.479999999999997,29.479999999999997,4.2,4.2,3.57,3.57,76.304796813953075,70.400000000000006,24.080000000000005,46.32,1,4.1500000000000004,0.42,292.16000000000003,29.568000000000001,9.8400000000000016,4.32,3.96,5.91,2.2000000000000002,1.2,0.2,0.75,0.75,0.5,0.5,0.5,0.5,0.41,0.17,0.1,1.3,{"$f":"1/(1/BF20+0.005/0.004)","v":0.49523809523809526},1.3,0.49523809523809526,1.3,0.49523809523809526,1.3,0.49523809523809526,0,500,13,0,0,9.6000000000000002E-2,0.66390000000000005,3.4660000000000002,"2014-01-01T18:00:00",{"$f":"\"\"","v":""},{"$f":"\"\"","v":""},{"$f":"\"\"","v":""},{"$f":"\"\"","v":""},{"$f":"\"\"","v":""},{"$f":"\"\"","v":""},{"$f":"\"\"","v":""},20,20,20,20,20,20,20]
[20,null,null,"水道水温度計算係数",null,null,null,null,null,null,null,35,null,9,"浜松",0.51,0,6,{"$f":"0.89*1.05*6*4","v":22.428000000000004},{"$f":"0.89*2.11*6","v":11.267399999999999},28.34,26.56505117707799,26.56505117707799,null,26.4,46.8,25.799999999999997,25.799999999999997,7.6999999999999993,7.6999999999999993,4.1999999999999993,4.1999999999999993,55.546282135774575,55,21,34,0,4.3,0.7,236.5,38.5,12.6,6.67,8,2.31,2,0.6,0.6,0.6,0.6,0.5,0.5,0.5,0.5,0.22,0.08,0.05,2.91,1.91,1.91,1.91,1.91,1.91,1.91,1.91,0,0,13,0,0,0,0.72719999999999996,3.3610000000000002,"2014-01-01T19:00:00",{"$f":"\"\"","v":""},{"$f":"\"\"","v":""},{"$f":"\"\"","v":""},{"$f":"\"\"","v":""},{"$f":"\"\"","v":""},{"$f":"\"\"","v":""},{"$f":"\"\"","v":""},20,20,20,20,20,20,20]
[21,null,null,"該当地域","a","b","気候データ",null,null,null,null,35,null,10,"浜松",0.51,0,6,{"$f":"S21","v":22.428000000000004},11.267399999999999,28.34,26.56505117707799,26.56505117707799,null,26.4,46.8,25.799999999999997,25.799999999999997,7.6999999999999993,7.6999999999999993,4.1999999999999993,4.1999999999999993,55.546282135774575,55,21,34,0,4.3,0.7,236.5,38.5,12.6,6.67,8,2.31,2,0.6,0.6,0.6,0.6,0.5,0.5,0.5,0.5,0.22,0.08,0.05,2.91,1.91,1.91,1.91,1.91,1.91,1.91,1.91,0,0,13,0,0,0,0.72719999999999996,3.3610000000000002,"2014-01-01T20:00:00",{"$f":"\"\"","v":""},{"$f":"\"\"","v":""},{"$f":"\"\"","v":""},{"$f":"\"\"","v":""},{"$f":"\"\"","v":""},{"$f":"\"\"","v":""},{"$f":"\"\"","v":""},20,20,20,20,20,20,20]
[22,null,null,"伊達",0.66390000000000005,3.4660000000000002,1,null,null,null,null,35,null,11,"浜松",0.51,0,6,22.428000000000004,11.267399999999999,28.34,26.56505117707799,26.56505117707799,1,26.4,46.8,25.799999999999997,25.799999999999997,7.6999999999999993,7.6999999999999993,4.1999999999999993,4.1999999999999993,55.546282135774575,55,21,34,1,4.3,0.7,236.5,38.5,12.6,6.67,8,2.31,2,0.6,0.6,0.6,0.6,0.5,0.5,0.5,0.5,0.22,0.08,0.05,2.91,1.91,1.91,1.91,1.91,1.91,1.91,1.91,0,1000,13,0,0,0,0.72719999999999996,3.3610000000000002,"2014-01-01T21:00:00",{"$f":"\"\"","v":""},{"$f":"\"\"","v":""},{"$f":"\"\"","v":""},{"$f":"\"\"","v":""},{"$f":"\"\"","v":""},{"$f":"\"\"","v":""},{"$f":"\"\"","v":""},20,20,20,20,20,20,20]
[23,null,null,"仙台",0.60540000000000005,4.5149999999999997,2,null,null,null,null,35,null,12,"浜松",0.51,0,6,22.428000000000004,11.267399999999999,28.34,26.56505117707799,26.56505117707799,1,26.4,46.8,25.799999999999997,25.799999999999997,7.6999999999999993,7.6999999999999993,4.1999999999999993,4.1999999999999993,55.546282135774575,55,21,34,1,4.3,0.7,236.5,38.5,12.6,6.67,8,2.31,2,0.6,0.6,0.6,0.6,0.5,0.5,0.5,0.5,0.22,0.08,0.05,2.91,{"$f":"1/(1/BF24+0.005/0.004)","v":0.62749326145552553},1.91,{"$f":"1/(1/BH24+0.005/0.004)","v":0.56383763837638379},1.91,0.56383763837638379,1.91,0.56383763837638379,0,1000,13,0,0,9.6000000000000002E-2,0.72719999999999996,3.3610000000000002,"2014-01-01T22:00:00",{"$f":"\"\"","v":""},{"$f":"\"\"","v":""},{"$f":"\"\"","v":""},{"$f":"\"\"","v":""},{"$f":"\"\"","v":""},{"$f":"\"\"","v":""},{"$f":"\"\"","v":""},20,20,20,20,20,20,20]
[24,null,null,"浜松",0.72719999999999996,3.3610000000000002,4,null,null,null,null,35,null,13,"鹿児島",0.62,-20.37,8,27.910399999999999,{"$f":"10.68*2120/1500","v":15.094399999999998},4.1626551539887053,16.699244233993621,16.699244233993621,null,44.408000000000001,44.408000000000001,53.071200000000005,53.071200000000005,2.9120000000000004,2.9120000000000004,4.1859999999999999,4.1859999999999999,61.193504170381267,58.795100000000005,22.883100000000006,35.911999999999999,0,6.1,0.4,358.65010999999998,23.518040000000003,17.472000000000001,2.9810000000000003,18.367500000000003,7.98,3,1.5,1,0.5,0.5,0.5,0.5,0.5,0.5,0.18,7.0000000000000007E-2,0.05,1.92,1.92,1.92,1.92,1.92,1.92,1.92,1.92,0,0,13,0,0,0,0.66390000000000005,3.4660000000000002,"2014-01-01T23:00:00",{"$f":"\"\"","v":""},{"$f":"\"\"","v":""},{"$f":"\"\"","v":""},{"$f":"\"\"","v":""},{"$f":"\"\"","v":""},{"$f":"\"\"","v":""},{"$f":"\"\"","v":""},20,20,20,20,20,20,20]
[25,null,null,"鹿児島",0.69210000000000005,7.1669999999999998,6,null,null,null,null,35,null,14,"鹿児島",0.62,-20.37,8,27.910399999999999,{"$f":"10.68*2120/1500","v":15.094399999999998},4.1626551539887053,16.699244233993621,16.699244233993621,null,44.408000000000001,44.408000000000001,53.071200000000005,53.071200000000005,2.9120000000000004,2.9120000000000004,4.1859999999999999,4.1859999999999999,61.193504170381267,58.795100000000005,22.883100000000006,35.911999999999999,0,6.1,0.4,358.65010999999998,23.518040000000003,17.472000000000001,2.9810000000000003,18.367500000000003,7.98,3,1.5,1,0.5,0.5,0.5,0.5,0.5,0.5,0.18,7.0000000000000007E-2,0.05,1.92,1.92,1.92,1.92,1.92,1.92,1.92,1.92,0,0,13,0,0,0,0.66390000000000005,3.4660000000000002,"2014-01-02",{"$f":"\"\"","v":""},{"$f":"\"\"","v":""},{"$f":"\"\"","v":""},{"$f":"\"\"","v":""},{"$f":"\"\"","v":""},{"$f":"\"\"","v":""},{"$f":"\"\"","v":""},{"$f":"\"\"","v":""},{"$f":"\"\"","v":""},{"$f":"\"\"","v":""},{"$f":"\"\"","v":""},{"$f":"\"\"","v":""},{"$f":"\"\"","v":""},{"$f":"\"\"","v":""}]
[26,null,null,"沖縄",0.92230000000000001,2.907,7,null,null,null,null,35,null,15,"鹿児島",0.62,-20.37,8,27.910399999999999,{"$f":"10.68*2120/1500","v":15.094399999999998},4.1626551539887053,16.699244233993621,16.699244233993621,1,44.408000000000001,44.408000000000001,53.071200000000005,53.071200000000005,2.9120000000000004,2.9120000000000004,4.1859999999999999,4.1859999999999999,61.193504170381267,58.795100000000005,22.883100000000006,35.911999999999999,1,6.1,0.4,358.65010999999998,23.518040000000003,17.472000000000001,2.9810000000000003,18.367500000000003,7.98,3,1.5,1,0.5,0.5,0.5,0.5,0.5,0.5,0.18,7.0000000000000007E-2,0.05,1.92,1.92,1.92,1.92,1.92,1.92,1.92,1.92,0,0,13,0,0,0,0.66390000000000005,3.4660000000000002,"2014-01-02T01:00:00",{"$f":"\"\"","v":""},{"$f":"\"\"","v":""},{"$f":"\"\"","v":""},{"$f":"\"\"","v":""},{"$f":"\"\"","v":""},{"$f":"\"\"","v":""},{"$f":"\"\"","v":""},{"$f":"CD3","v":""},"","","","","",{"$f":"\"\"","v":""}]
[27,null,null,null,null,null,null,null,null,null,null,35,null,16,"鹿児島",0.62,-20.37,8,27.910399999999999,{"$f":"10.68*2120/1500","v":15.094399999999998},4.1626551539887053,16.699244233993621,16.699244233993621,1,44.408000000000001,44.408000000000001,53.071200000000005,53.071200000000005,2.9120000000000004,2.9120000000000004,4.1859999999999999,4.1859999999999999,61.193504170381267,58.795100000000005,22.883100000000006,35.911999999999999,1,6.1,0.4,358.65010999999998,23.518040000000003,17.472000000000001,2.9810000000000003,18.367500000000003,7.98,3,1.5,1,0.5,0.5,0.5,0.5,0.5,0.5,0.18,7.0000000000000007E-2,0.05,1.92,{"$f":"1/(1/BF28+0.005/0.004)","v":0.56470588235294117},1.92,0.56470588235294117,1.92,0.56470588235294117,1.92,0.56470588235294117,{"$f":"IF('T1'!#REF!=0,85,76)","v":{"$error":"#REF!"}},0,13,0,0,0.01,0.66390000000000005,3.4660000000000002,"2014-01-02T02:00:00",{"$f":"\"\"","v":""},{"$f":"\"\"","v":""},{"$f":"\"\"","v":""},{"$f":"\"\"","v":""},{"$f":"\"\"","v":""},{"$f":"\"\"","v":""},{"$f":"\"\"","v":""},"","","","","","",{"$f":"\"\"","v":""}]
[28,null,null,null,null,null,null,null,null,null,null,35,null,17,null,null,null,null,null,null,null,null,null,null,null,null,null,null,null,null,null,null,null,null,null,null,null,null,null,null,null,null,null,null,null,null,null,null,null,null,null,null,null,null,null,null,null,null,null,null,null,null,null,null,null,null,null,null,null,null,null,{"$error":"#N/A"},{"$error":"#N/A"},"2014-01-02T03:00:00",{"$f":"\"\"","v":""},{"$f":"\"\"","v":""},{"$f":"\"\"","v":""},{"$f":"\"\"","v":""},{"$f":"\"\"","v":""},{"$f":"\"\"","v":""},{"$f":"\"\"","v":""},"","","","","","",{"$f":"\"\"","v":""}]
[29,null,null,null,null,null,null,null,null,null,null,35,null,null,null,null,null,null,null,null,null,null,null,null,null,null,null,null,null,null,null,null,null,null,null,null,null,null,null,null,null,null,null,null,null,null,null,null,null,null,null,null,null,null,null,null,null,null,null,null,null,null,null,null,null,null,null,null,null,null,null,null,null,"2014-01-02T04:00:00",{"$f":"\"\"","v":""},{"$f":"\"\"","v":""},{"$f":"\"\"","v":""},{"$f":"\"\"","v":""},{"$f":"\"\"","v":""},{"$f":"\"\"","v":""},{"$f":"\"\"","v":""},"","","","","","",{"$f":"\"\"","v":""}]
[30,null,null,null,null,null,null,null,null,null,null,35,null,null,null,null,null,null,null,null,null,null,null,null,null,null,null,null,null,null,null,null,null,null,null,null,null,null,null,null,null,null,null,null,null,null,null,null,null,null,null,null,null,null,null,null,null,null,null,null,null,null,null,null,null,null,null,null,null,null,null,null,null,"2014-01-02T05:00:00",{"$f":"\"\"","v":""},{"$f":"\"\"","v":""},{"$f":"\"\"","v":""},{"$f":"\"\"","v":""},{"$f":"\"\"","v":""},{"$f":"\"\"","v":""},{"$f":"\"\"","v":""},"","","","","","",{"$f":"\"\"","v":""}]
[31,null,null,null,null,null,null,null,null,null,null,35,null,null,null,null,null,null,null,null,null,null,null,null,null,null,null,null,null,null,null,null,null,null,null,null,null,null,null,null,null,null,null,null,null,null,null,null,null,null,null,null,null,null,null,null,null,null,null,null,null,null,null,null,null,null,null,null,null,null,null,null,null,"2014-01-02T06:00:00",{"$f":"\"\"","v":""},{"$f":"\"\"","v":""},{"$f":"\"\"","v":""},{"$f":"\"\"","v":""},{"$f":"\"\"","v":""},{"$f":"\"\"","v":""},{"$f":"\"\"","v":""},20,20,20,20,20,20,20]
[32,null,null,null,null,null,null,null,null,null,null,35,null,null,null,null,null,null,null,null,null,null,null,null,null,null,null,null,null,null,null,null,null,null,null,null,null,null,null,null,null,null,null,null,null,null,null,null,null,null,null,null,null,null,null,null,null,null,null,null,null,null,null,null,null,null,null,null,null,null,null,null,null,"2014-01-02T07:00:00",{"$f":"\"\"","v":""},{"$f":"\"\"","v":""},{"$f":"\"\"","v":""},{"$f":"\"\"","v":""},{"$f":"\"\"","v":""},{"$f":"\"\"","v":""},{"$f":"\"\"","v":""},20,20,20,20,20,20,20]
[33,null,null,null,null,null,null,null,null,null,null,35,null,null,null,null,null,null,null,null,null,null,null,null,null,null,null,null,null,null,null,null,null,null,null,null,null,null,null,null,null,null,null,null,null,null,null,null,null,null,null,null,null,null,null,null,null,null,null,null,null,null,null,null,null,null,null,null,null,null,null,null,null,"2014-01-02T08:00:00",{"$f":"\"\"","v":""},{"$f":"\"\"","v":""},{"$f":"\"\"","v":""},{"$f":"\"\"","v":""},{"$f":"\"\"","v":""},{"$f":"\"\"","v":""},{"$f":"\"\"","v":""},20,20,20,20,20,20,20]
[34,null,null,null,"水道水温度計算係数",null,null,null,null,null,null,35,null,null,null,null,null,null,null,null,null,null,null,null,null,null,null,null,null,null,null,null,null,null,null,null,null,null,null,null,null,null,null,null,null,null,null,null,null,null,null,null,null,null,null,null,null,null,null,null,null,null,null,null,null,null,null,null,null,null,null,null,null,"2014-01-02T09:00:00",{"$f":"\"\"","v":""},{"$f":"\"\"","v":""},{"$f":"\"\"","v":""},{"$f":"\"\"","v":""},{"$f":"\"\"","v":""},{"$f":"\"\"","v":""},{"$f":"\"\"","v":""},20,20,20,20,20,20,20]
[35,null,null,null,"地域記号","代表地","a","b",null,null,null,35,null,null,null,null,null,null,null,null,null,null,null,null,null,null,null,null,null,null,null,null,null,null,null,null,null,null,null,null,null,null,null,null,null,null,null,null,null,null,null,null,null,null,null,null,null,null,null,null,null,null,null,null,null,null,null,null,null,null,null,null,null,"2014-01-02T10:00:00",{"$f":"\"\"","v":""},{"$f":"\"\"","v":""},{"$f":"\"\"","v":""},{"$f":"\"\"","v":""},{"$f":"\"\"","v":""},{"$f":"\"\"","v":""},{"$f":"\"\"","v":""},"","","","","","",{"$f":"\"\"","v":""}]
[36,null,null,null,"A","札幌",0.66390000000000005,3.4660000000000002,null,null,null,35,null,null,null,null,null,null,null,null,null,null,null,null,null,null,null,null,null,null,null,null,null,null,null,null,null,null,null,null,null,null,null,null,null,null,null,null,null,null,null,null,null,null,null,null,null,null,null,null,null,null,null,null,null,null,null,null,null,null,null,null,null,"2014-01-02T11:00:00",{"$f":"\"\"","v":""},{"$f":"\"\"","v":""},{"$f":"\"\"","v":""},{"$f":"\"\"","v":""},{"$f":"\"\"","v":""},{"$f":"\"\"","v":""},{"$f":"\"\"","v":""},"","","","","","",{"$f":"\"\"","v":""}]
[37,null,null,null,"B","仙台",0.60540000000000005,4.5149999999999997,null,null,null,35,null,null,null,null,null,null,null,null,null,null,null,null,null,null,null,null,null,null,null,null,null,null,null,null,null,null,null,null,null,null,null,null,null,null,null,null,null,null,null,null,null,null,null,null,null,null,null,null,null,null,null,null,null,null,null,null,null,null,null,null,null,"2014-01-02T12:00:00",{"$f":"\"\"","v":""},{"$f":"\"\"","v":""},{"$f":"\"\"","v":""},{"$f":"\"\"","v":""},{"$f":"\"\"","v":""},{"$f":"\"\"","v":""},{"$f":"\"\"","v":""},20,20,20,20,20,20,20]
[38,null,null,null,"C","新潟",0.86599999999999999,1.665,null,null,null,35,null,null,null,null,null,null,null,null,null,null,null,null,null,null,null,null,null,null,null,null,null,null,null,null,null,null,null,null,null,null,null,null,null,null,null,null,null,null,null,null,null,null,null,null,null,null,null,null,null,null,null,null,null,null,null,null,null,null,null,null,null,"2014-01-02T13:00:00",{"$f":"\"\"","v":""},{"$f":"\"\"","v":""},{"$f":"\"\"","v":""},{"$f":"\"\"","v":""},{"$f":"\"\"","v":""},{"$f":"\"\"","v":""},{"$f":"\"\"","v":""},20,20,20,20,20,20,20]
[39,null,null,null,"D","名古屋",0.72719999999999996,3.3610000000000002,null,null,null,35,null,null,null,null,null,null,null,null,null,null,null,null,null,null,null,null,null,null,null,null,null,null,null,null,null,null,null,null,null,null,null,null,null,null,null,null,null,null,null,null,null,null,null,null,null,null,null,null,null,null,null,null,null,null,null,null,null,null,null,null,null,"2014-01-02T14:00:00",{"$f":"\"\"","v":""},{"$f":"\"\"","v":""},{"$f":"\"\"","v":""},{"$f":"\"\"","v":""},{"$f":"\"\"","v":""},{"$f":"\"\"","v":""},{"$f":"\"\"","v":""},"","","","","","",{"$f":"\"\"","v":""}]
[40,null,null,null,"E","東京",0.85160000000000002,2.4729999999999999,null,null,null,35,null,null,null,null,null,null,null,null,null,null,null,null,null,null,null,null,null,null,null,null,null,null,null,null,null,null,null,null,null,null,null,null,null,null,null,null,null,null,null,null,null,null,null,null,null,null,null,null,null,null,null,null,null,null,null,null,null,null,null,null,null,"2014-01-02T15:00:00",{"$f":"\"\"","v":""},{"$f":"\"\"","v":""},{"$f":"\"\"","v":""},{"$f":"\"\"","v":""},{"$f":"\"\"","v":""},{"$f":"\"\"","v":""},{"$f":"\"\"","v":""},"","","","","","",{"$f":"\"\"","v":""}]
[41,null,null,null,"F","大阪",0.8851,3.1890000000000001,null,null,null,35,null,null,null,null,null,null,null,null,null,null,null,null,null,null,null,null,null,null,null,null,null,null,null,null,null,null,null,null,null,null,null,null,null,null,null,null,null,null,null,null,null,null,null,null,null,null,null,null,null,null,null,null,null,null,null,null,null,null,null,null,null,"2014-01-02T16:00:00",{"$f":"\"\"","v":""},{"$f":"\"\"","v":""},{"$f":"\"\"","v":""},{"$f":"\"\"","v":""},{"$f":"\"\"","v":""},{"$f":"\"\"","v":""},{"$f":"\"\"","v":""},20,20,20,20,20,20,20]
[42,null,null,null,"G","福岡",0.8075,3.3420000000000001,null,null,null,35,null,null,null,null,null,null,null,null,null,null,null,null,null,null,null,null,null,null,null,null,null,null,null,null,null,null,null,null,null,null,null,null,null,null,null,null,null,null,null,null,null,null,null,null,null,null,null,null,null,null,null,null,null,null,null,null,null,null,null,null,null,"2014-01-02T17:00:00",{"$f":"\"\"","v":""},{"$f":"\"\"","v":""},{"$f":"\"\"","v":""},{"$f":"\"\"","v":""},{"$f":"\"\"","v":""},{"$f":"\"\"","v":""},{"$f":"\"\"","v":""},{"$f":"CD19","v":20},20,20,20,20,20,20]
[43,null,null,null,"H","鹿児県",0.69210000000000005,7.1669999999999998,null,null,null,35,null,null,null,null,null,null,null,null,null,null,null,null,null,null,null,null,null,null,null,null,null,null,null,null,null,null,null,null,null,null,null,null,null,null,null,null,null,null,null,null,null,null,null,null,null,null,null,null,null,null,null,null,null,null,null,null,null,null,null,null,null,"2014-01-02T18:00:00",{"$f":"\"\"","v":""},{"$f":"\"\"","v":""},{"$f":"\"\"","v":""},{"$f":"\"\"","v":""},{"$f":"\"\"","v":""},{"$f":"\"\"","v":""},{"$f":"\"\"","v":""},20,20,20,20,20,20,20]
[44,null,null,null,"I","高知",0.92230000000000001,2.907,null,null,null,35,null,null,null,null,null,null,null,null,null,null,null,null,null,null,null,null,null,null,null,null,null,null,null,null,null,null,null,null,null,null,null,null,null,null,null,null,null,null,null,null,null,null,null,null,null,null,null,null,null,null,null,null,null,null,null,null,null,null,null,null,null,"2014-01-02T19:00:00",{"$f":"\"\"","v":""},{"$f":"\"\"","v":""},{"$f":"\"\"","v":""},{"$f":"\"\"","v":""},{"$f":"\"\"","v":""},{"$f":"\"\"","v":""},{"$f":"\"\"","v":""},20,20,20,20,20,20,20]
[45,null,null,null,null,null,null,null,null,null,null,35,null,null,null,null,null,null,null,null,null,null,null,null,null,null,null,null,null,null,null,null,null,null,null,null,null,null,null,null,null,null,null,null,null,null,null,null,null,null,null,null,null,null,null,null,null,null,null,null,null,null,null,null,null,null,null,null,null,null,null,null,null,"2014-01-02T20:00:00",{"$f":"\"\"","v":""},{"$f":"\"\"","v":""},{"$f":"\"\"","v":""},{"$f":"\"\"","v":""},{"$f":"\"\"","v":""},{"$f":"\"\"","v":""},{"$f":"\"\"","v":""},20,20,20,20,20,20,20]
[46,null,null,null,"住宅・建築省エネルギー機構：建築物の省エネルギー基準と計算の手引、2006-09",null,null,null,null,null,null,35,null,null,null,null,null,null,null,null,null,null,null,null,null,null,null,null,null,null,null,null,null,null,null,null,null,null,null,null,null,null,null,null,null,null,null,null,null,null,null,null,null,null,null,null,null,null,null,null,null,null,null,null,null,null,null,null,null,null,null,null,null,"2014-01-02T21:00:00",{"$f":"\"\"","v":""},{"$f":"\"\"","v":""},{"$f":"\"\"","v":""},{"$f":"\"\"","v":""},{"$f":"\"\"","v":""},{"$f":"\"\"","v":""},{"$f":"\"\"","v":""},20,20,20,20,20,20,20]
[47,null,null,null,null,null,null,null,null,null,null,35,null,null,null,null,null,null,null,null,null,null,null,null,null,null,null,null,null,null,null,null,null,null,null,null,null,null,null,null,null,null,null,null,null,null,null,null,null,null,null,null,null,null,null,null,null,null,null,null,null,null,null,null,null,null,null,null,null,null,null,null,null,"2014-01-02T22:00:00",{"$f":"\"\"","v":""},{"$f":"\"\"","v":""},{"$f":"\"\"","v":""},{"$f":"\"\"","v":""},{"$f":"\"\"","v":""},{"$f":"\"\"","v":""},{"$f":"\"\"","v":""},20,20,20,20,20,20,20]
[48,null,null,null,"冷房期間",null,null,null,null,null,null,35,null,null,null,null,null,null,null,null,null,null,null,null,null,null,null,null,null,null,null,null,null,null,null,null,null,null,null,null,null,null,null,null,null,null,null,null,null,null,null,null,null,null,null,null,null,null,null,null,null,null,null,null,null,null,null,null,null,null,null,null,null,"2014-01-02T23:00:00",{"$f":"\"\"","v":""},{"$f":"\"\"","v":""},{"$f":"\"\"","v":""},{"$f":"\"\"","v":""},{"$f":"\"\"","v":""},{"$f":"\"\"","v":""},{"$f":"\"\"","v":""},20,20,20,20,20,20,20]
[49,null,null,"伊達",4563,5834,13323,14594,null,null,null,35,null,null,null,null,null,null,null,null,null,null,null,null,null,null,null,null,null,null,null,null,null,null,null,null,null,null,null,null,null,null,null,null,null,null,null,null,null,null,null,null,null,null,null,null,null,null,null,null,null,null,null,null,null,null,null,null,null,null,null,null,null,"2014-01-03",{"$f":"\"\"","v":""},{"$f":"\"\"","v":""},{"$f":"\"\"","v":""},{"$f":"\"\"","v":""},{"$f":"\"\"","v":""},{"$f":"\"\"","v":""},{"$f":"\"\"","v":""},"","","","","","",{"$f":"\"\"","v":""}]
[50,null,null,"仙台",4587,5834,13347,14594,null,null,null,35,null,null,null,null,null,null,null,null,null,null,null,null,null,null,null,null,null,null,null,null,null,null,null,null,null,null,null,null,null,null,null,null,null,null,null,null,null,null,null,null,null,null,null,null,null,null,null,null,null,null,null,null,null,null,null,null,null,null,null,null,null,"2014-01-03T01:00:00",{"$f":"\"\"","v":""},{"$f":"\"\"","v":""},{"$f":"\"\"","v":""},{"$f":"\"\"","v":""},{"$f":"\"\"","v":""},{"$f":"\"\"","v":""},{"$f":"\"\"","v":""},"","","","","","",{"$f":"\"\"","v":""}]
[51,null,null,"東京",3795,6362,12555,15122,null,null,null,35,null,null,null,null,null,null,null,null,null,null,null,null,null,null,null,null,null,null,null,null,null,null,null,null,null,null,null,null,null,null,null,null,null,null,null,null,null,null,null,null,null,null,null,null,null,null,null,null,null,null,null,null,null,null,null,null,null,null,null,null,null,"2014-01-03T02:00:00",{"$f":"\"\"","v":""},{"$f":"\"\"","v":""},{"$f":"\"\"","v":""},{"$f":"\"\"","v":""},{"$f":"\"\"","v":""},{"$f":"\"\"","v":""},{"$f":"\"\"","v":""},"","","","","","",{"$f":"\"\"","v":""}]
[52,null,null,"浜松",3795,6458,12555,15218,null,null,null,35,null,null,null,null,null,null,null,null,null,null,null,null,null,null,null,null,null,null,null,null,null,null,null,null,null,null,null,null,null,null,null,null,null,null,null,null,null,null,null,null,null,null,null,null,null,null,null,null,null,null,null,null,null,null,null,null,null,null,null,null,null,"2014-01-03T03:00:00",{"$f":"\"\"","v":""},{"$f":"\"\"","v":""},{"$f":"\"\"","v":""},{"$f":"\"\"","v":""},{"$f":"\"\"","v":""},{"$f":"\"\"","v":""},{"$f":"\"\"","v":""},"","","","","","",{"$f":"\"\"","v":""}]
[53,null,null,"湯布院",null,null,null,null,null,null,null,35,null,null,null,null,null,null,null,null,null,null,null,null,null,null,null,null,null,null,null,null,null,null,null,null,null,null,null,null,null,null,null,null,null,null,null,null,null,null,null,null,null,null,null,null,null,null,null,null,null,null,null,null,null,null,null,null,null,null,null,null,null,"2014-01-03T04:00:00",{"$f":"\"\"","v":""},{"$f":"\"\"","v":""},{"$f":"\"\"","v":""},{"$f":"\"\"","v":""},{"$f":"\"\"","v":""},{"$f":"\"\"","v":""},{"$f":"\"\"","v":""},"","","","","","",{"$f":"\"\"","v":""}]
[54,null,null,"鹿児島",3051,7059,11811,15842,null,null,null,35,null,null,null,null,null,null,null,null,null,null,null,null,null,null,null,null,null,null,null,null,null,null,null,null,null,null,null,null,null,null,null,null,null,null,null,null,null,null,null,null,null,null,null,null,null,null,null,null,null,null,null,null,null,null,null,null,null,null,null,null,null,"2014-01-03T05:00:00",{"$f":"\"\"","v":""},{"$f":"\"\"","v":""},{"$f":"\"\"","v":""},{"$f":"\"\"","v":""},{"$f":"\"\"","v":""},{"$f":"\"\"","v":""},{"$f":"\"\"","v":""},"","","","","","",{"$f":"\"\"","v":""}]
[55,null,null,"那覇",1538,8762,10299,17522,null,null,null,35,null,null,null,null,null,null,null,null,null,null,null,null,null,null,null,null,null,null,null,null,null,null,null,null,null,null,null,null,null,null,null,null,null,null,null,null,null,null,null,null,null,null,null,null,null,null,null,null,null,null,null,null,null,null,null,null,null,null,null,null,null,"2014-01-03T06:00:00",{"$f":"\"\"","v":""},{"$f":"\"\"","v":""},{"$f":"\"\"","v":""},{"$f":"\"\"","v":""},{"$f":"\"\"","v":""},{"$f":"\"\"","v":""},{"$f":"\"\"","v":""},20,20,20,20,20,20,20]
[56,null,null,null,null,null,null,null,null,null,null,35,null,null,null,null,null,null,null,null,null,null,null,null,null,null,null,null,null,null,null,null,null,null,null,null,null,null,null,null,null,null,null,null,null,null,null,null,null,null,null,null,null,null,null,null,null,null,null,null,null,null,null,null,null,null,null,null,null,null,null,null,null,"2014-01-03T07:00:00",{"$f":"\"\"","v":""},{"$f":"\"\"","v":""},{"$f":"\"\"","v":""},{"$f":"\"\"","v":""},{"$f":"\"\"","v":""},{"$f":"\"\"","v":""},{"$f":"\"\"","v":""},20,20,20,20,20,20,20]
[57,null,null,null,null,null,null,null,null,null,null,35,null,null,null,null,null,null,null,null,null,null,null,null,null,null,null,null,null,null,null,null,null,null,null,null,null,null,null,null,null,null,null,null,null,null,null,null,null,null,null,null,null,null,null,null,null,null,null,null,null,null,null,null,null,null,null,null,null,null,null,null,null,"2014-01-03T08:00:00",{"$f":"\"\"","v":""},{"$f":"\"\"","v":""},{"$f":"\"\"","v":""},{"$f":"\"\"","v":""},{"$f":"\"\"","v":""},{"$f":"\"\"","v":""},{"$f":"\"\"","v":""},20,20,20,20,20,20,20]
[58,null,null,null,null,null,null,null,null,null,null,35,null,null,null,null,null,null,null,null,null,null,null,null,null,null,null,null,null,null,null,null,null,null,null,null,null,null,null,null,null,null,null,null,null,null,null,null,null,null,null,null,null,null,null,null,null,null,null,null,null,null,null,null,null,null,null,null,null,null,null,null,null,"2014-01-03T09:00:00",{"$f":"\"\"","v":""},{"$f":"\"\"","v":""},{"$f":"\"\"","v":""},{"$f":"\"\"","v":""},{"$f":"\"\"","v":""},{"$f":"\"\"","v":""},{"$f":"\"\"","v":""},{"$f":"CD35","v":20},20,20,20,20,20,20]
[59,null,null,null,null,null,null,null,null,null,null,35,null,null,null,null,null,null,null,null,null,null,null,null,null,null,null,null,null,null,null,null,null,null,null,null,null,null,null,null,null,null,null,null,null,null,null,null,null,null,null,null,null,null,null,null,null,null,null,null,null,null,null,null,null,null,null,null,null,null,null,null,null,"2014-01-03T10:00:00",{"$f":"\"\"","v":""},{"$f":"\"\"","v":""},{"$f":"\"\"","v":""},{"$f":"\"\"","v":""},{"$f":"\"\"","v":""},{"$f":"\"\"","v":""},{"$f":"\"\"","v":""},"","","","","","",{"$f":"\"\"","v":""}]
[60,null,null,null,null,null,null,null,null,null,null,35,null,null,null,null,null,null,null,null,null,null,null,null,null,null,null,null,null,null,null,null,null,null,null,null,null,null,null,null,null,null,null,null,null,null,null,null,null,null,null,null,null,null,null,null,null,null,null,null,null,null,null,null,null,null,null,null,null,null,null,null,null,"2014-01-03T11:00:00",{"$f":"\"\"","v":""},{"$f":"\"\"","v":""},{"$f":"\"\"","v":""},{"$f":"\"\"","v":""},{"$f":"\"\"","v":""},{"$f":"\"\"","v":""},{"$f":"\"\"","v":""},"","","","","","",{"$f":"\"\"","v":""}]
[61,null,null,1,null,null,null,null,null,null,null,35,null,null,null,null,null,null,null,null,null,null,null,null,null,null,null,null,null,null,null,null,null,null,null,null,null,null,null,null,null,null,null,null,null,null,null,null,null,null,null,null,null,null,null,null,null,null,null,null,null,null,null,null,null,null,null,null,null,null,null,null,null,"2014-01-03T12:00:00",{"$f":"\"\"","v":""},{"$f":"\"\"","v":""},{"$f":"\"\"","v":""},{"$f":"\"\"","v":""},{"$f":"\"\"","v":""},{"$f":"\"\"","v":""},{"$f":"\"\"","v":""},20,20,20,20,20,20,20]
[62,null,null,null,null,null,null,null,null,null,null,35,null,null,null,null,null,null,null,null,null,null,null,null,null,null,null,null,null,null,null,null,null,null,null,null,null,null,null,null,null,null,null,null,null,null,null,null,null,null,null,null,null,null,null,null,null,null,null,null,null,null,null,null,null,null,null,null,null,null,null,null,null,"2014-01-03T13:00:00",{"$f":"\"\"","v":""},{"$f":"\"\"","v":""},{"$f":"\"\"","v":""},{"$f":"\"\"","v":""},{"$f":"\"\"","v":""},{"$f":"\"\"","v":""},{"$f":"\"\"","v":""},20,20,20,20,20,20,20]
[63,null,null,null,null,null,null,null,null,null,null,35,null,null,null,null,null,null,null,null,null,null,null,null,null,null,null,null,null,null,null,null,null,null,null,null,null,null,null,null,null,null,null,null,null,null,null,null,null,null,null,null,null,null,null,null,null,null,null,null,null,null,null,null,null,null,null,null,null,null,null,null,null,"2014-01-03T14:00:00",{"$f":"\"\"","v":""},{"$f":"\"\"","v":""},{"$f":"\"\"","v":""},{"$f":"\"\"","v":""},{"$f":"\"\"","v":""},{"$f":"\"\"","v":""},{"$f":"\"\"","v":""},"","","","","","",{"$f":"\"\"","v":""}]
[64,null,null,null,null,null,null,null,null,null,null,35,null,null,null,null,null,null,null,null,null,null,null,null,null,null,null,null,null,null,null,null,null,null,null,null,null,null,null,null,null,null,null,null,null,null,null,null,null,null,null,null,null,null,null,null,null,null,null,null,null,null,null,null,null,null,null,null,null,null,null,null,null,"2014-01-03T15:00:00",{"$f":"\"\"","v":""},{"$f":"\"\"","v":""},{"$f":"\"\"","v":""},{"$f":"\"\"","v":""},{"$f":"\"\"","v":""},{"$f":"\"\"","v":""},{"$f":"\"\"","v":""},"","","","","","",{"$f":"\"\"","v":""}]
[65,null,null,null,null,null,null,null,null,null,null,35,null,null,null,null,null,null,null,null,null,null,null,null,null,null,null,null,null,null,null,null,null,null,null,null,null,null,null,null,null,null,null,null,null,null,null,null,null,null,null,null,null,null,null,null,null,null,null,null,null,null,null,null,null,null,null,null,null,null,null,null,null,"2014-01-03T16:00:00",{"$f":"\"\"","v":""},{"$f":"\"\"","v":""},{"$f":"\"\"","v":""},{"$f":"\"\"","v":""},{"$f":"\"\"","v":""},{"$f":"\"\"","v":""},{"$f":"\"\"","v":""},20,20,20,20,20,20,20]
[66,null,null,null,null,null,null,null,null,null,null,35,null,null,null,null,null,null,null,null,null,null,null,null,null,null,null,null,null,null,null,null,null,null,null,null,null,null,null,null,null,null,null,null,null,null,null,null,null,null,null,null,null,null,null,null,null,null,null,null,null,null,null,null,null,null,null,null,null,null,null,null,null,"2014-01-03T17:00:00",{"$f":"\"\"","v":""},{"$f":"\"\"","v":""},{"$f":"\"\"","v":""},{"$f":"\"\"","v":""},{"$f":"\"\"","v":""},{"$f":"\"\"","v":""},{"$f":"\"\"","v":""},20,20,20,20,20,20,20]
[67,null,null,null,null,null,null,null,null,null,null,35,null,null,null,null,null,null,null,null,null,null,null,null,null,null,null,null,null,null,null,null,null,null,null,null,null,null,null,null,null,null,null,null,null,null,null,null,null,null,null,null,null,null,null,null,null,null,null,null,null,null,null,null,null,null,null,null,null,null,null,null,null,"2014-01-03T18:00:00",{"$f":"\"\"","v":""},{"$f":"\"\"","v":""},{"$f":"\"\"","v":""},{"$f":"\"\"","v":""},{"$f":"\"\"","v":""},{"$f":"\"\"","v":""},{"$f":"\"\"","v":""},20,20,20,20,20,20,20]
[68,null,null,null,null,null,null,null,null,null,null,35,null,null,null,null,null,null,null,null,null,null,null,null,null,null,null,null,null,null,null,null,null,null,null,null,null,null,null,null,null,null,null,null,null,null,null,null,null,null,null,null,null,null,null,null,null,null,null,null,null,null,null,null,null,null,null,null,null,null,null,null,null,{"$f":"BV68+1/24","v":"2014-01-03T19:00:00"},{"$f":"\"\"","v":""},{"$f":"\"\"","v":""},{"$f":"\"\"","v":""},{"$f":"\"\"","v":""},{"$f":"\"\"","v":""},{"$f":"\"\"","v":""},{"$f":"\"\"","v":""},20,20,20,20,20,20,20]
[69,null,null,null,null,null,null,null,null,null,null,35,null,null,null,null,null,null,null,null,null,null,null,null,null,null,null,null,null,null,null,null,null,null,null,null,null,null,null,null,null,null,null,null,null,null,null,null,null,null,null,null,null,null,null,null,null,null,null,null,null,null,null,null,null,null,null,null,null,null,null,null,null,"2014-01-03T20:00:00",{"$f":"\"\"","v":""},{"$f":"\"\"","v":""},{"$f":"\"\"","v":""},{"$f":"\"\"","v":""},{"$f":"\"\"","v":""},{"$f":"\"\"","v":""},{"$f":"\"\"","v":""},20,20,20,20,20,20,20]
[70,null,null,null,null,null,null,null,null,null,null,35,null,null,null,null,null,null,null,null,null,null,null,null,null,null,null,null,null,null,null,null,null,null,null,null,null,null,null,null,null,null,null,null,null,null,null,null,null,null,null,null,null,null,null,null,null,null,null,null,null,null,null,null,null,null,null,null,null,null,null,null,null,"2014-01-03T21:00:00",{"$f":"\"\"","v":""},{"$f":"\"\"","v":""},{"$f":"\"\"","v":""},{"$f":"\"\"","v":""},{"$f":"\"\"","v":""},{"$f":"\"\"","v":""},{"$f":"\"\"","v":""},20,20,20,20,20,20,20]
[71,null,null,null,null,null,null,null,null,null,null,35,null,null,null,null,null,null,null,null,null,null,null,null,null,null,null,null,null,null,null,null,null,null,null,null,null,null,null,null,null,null,null,null,null,null,null,null,null,null,null,null,null,null,null,null,null,null,null,null,null,null,null,null,null,null,null,null,null,null,null,null,null,"2014-01-03T22:00:00",{"$f":"\"\"","v":""},{"$f":"\"\"","v":""},{"$f":"\"\"","v":""},{"$f":"\"\"","v":""},{"$f":"\"\"","v":""},{"$f":"\"\"","v":""},{"$f":"\"\"","v":""},20,20,20,20,20,20,20]
[72,null,null,null,null,null,null,null,null,null,null,35,null,null,null,null,null,null,null,null,null,null,null,null,null,null,null,null,null,null,null,null,null,null,null,null,null,null,null,null,null,null,null,null,null,null,null,null,null,null,null,null,null,null,null,null,null,null,null,null,null,null,null,null,null,null,null,null,null,null,null,null,null,"2014-01-03T23:00:00",{"$f":"\"\"","v":""},{"$f":"\"\"","v":""},{"$f":"\"\"","v":""},{"$f":"\"\"","v":""},{"$f":"\"\"","v":""},{"$f":"\"\"","v":""},{"$f":"\"\"","v":""},20,20,20,20,20,20,20]
[73,null,null,null,null,null,null,null,null,null,null,35,null,null,null,null,null,null,null,null,null,null,null,null,null,null,null,null,null,null,null,null,null,null,null,null,null,null,null,null,null,null,null,null,null,null,null,null,null,null,null,null,null,null,null,null,null,null,null,null,null,null,null,null,null,null,null,null,null,null,null,null,null,"2014-01-04",{"$f":"\"\"","v":""},{"$f":"\"\"","v":""},{"$f":"\"\"","v":""},{"$f":"\"\"","v":""},{"$f":"\"\"","v":""},{"$f":"\"\"","v":""},{"$f":"\"\"","v":""},"","","","","","",{"$f":"\"\"","v":""}]
[74,null,null,null,null,null,null,null,null,null,null,35,null,null,null,null,null,null,null,null,null,null,null,null,null,null,null,null,null,null,null,null,null,null,null,null,null,null,null,null,null,null,null,null,null,null,null,null,null,null,null,null,null,null,null,null,null,null,null,null,null,null,null,null,null,null,null,null,null,null,null,null,null,"2014-01-04T01:00:00",{"$f":"\"\"","v":""},{"$f":"\"\"","v":""},{"$f":"\"\"","v":""},{"$f":"\"\"","v":""},{"$f":"\"\"","v":""},{"$f":"\"\"","v":""},{"$f":"\"\"","v":""},{"$f":"CD51","v":""},"","","","","",{"$f":"\"\"","v":""}]
[75,null,null,null,null,null,null,null,null,null,null,35,null,null,null,null,null,null,null,null,null,null,null,null,null,null,null,null,null,null,null,null,null,null,null,null,null,null,null,null,null,null,null,null,null,null,null,null,null,null,null,null,null,null,null,null,null,null,null,null,null,null,null,null,null,null,null,null,null,null,null,null,null,"2014-01-04T02:00:00",{"$f":"\"\"","v":""},{"$f":"\"\"","v":""},{"$f":"\"\"","v":""},{"$f":"\"\"","v":""},{"$f":"\"\"","v":""},{"$f":"\"\"","v":""},{"$f":"\"\"","v":""},"","","","","","",{"$f":"\"\"","v":""}]
[76,null,null,null,null,null,null,null,null,null,null,35,null,null,null,null,null,null,null,null,null,null,null,null,null,null,null,null,null,null,null,null,null,null,null,null,null,null,null,null,null,null,null,null,null,null,null,null,null,null,null,null,null,null,null,null,null,null,null,null,null,null,null,null,null,null,null,null,null,null,null,null,null,"2014-01-04T03:00:00",{"$f":"\"\"","v":""},{"$f":"\"\"","v":""},{"$f":"\"\"","v":""},{"$f":"\"\"","v":""},{"$f":"\"\"","v":""},{"$f":"\"\"","v":""},{"$f":"\"\"","v":""},"","","","","","",{"$f":"\"\"","v":""}]
[77,null,null,null,null,null,null,null,null,null,null,35,null,null,null,null,null,null,null,null,null,null,null,null,null,null,null,null,null,null,null,null,null,null,null,null,null,null,null,null,null,null,null,null,null,null,null,null,null,null,null,null,null,null,null,null,null,null,null,null,null,null,null,null,null,null,null,null,null,null,null,null,null,"2014-01-04T04:00:00",{"$f":"\"\"","v":""},{"$f":"\"\"","v":""},{"$f":"\"\"","v":""},{"$f":"\"\"","v":""},{"$f":"\"\"","v":""},{"$f":"\"\"","v":""},{"$f":"\"\"","v":""},"","","","","","",{"$f":"\"\"","v":""}]
[78,null,null,null,null,null,null,null,null,null,null,35,null,null,null,null,null,null,null,null,null,null,null,null,null,null,null,null,null,null,null,null,null,null,null,null,null,null,null,null,null,null,null,null,null,null,null,null,null,null,null,null,null,null,null,null,null,null,null,null,null,null,null,null,null,null,null,null,null,null,null,null,null,"2014-01-04T05:00:00",{"$f":"\"\"","v":""},{"$f":"\"\"","v":""},{"$f":"\"\"","v":""},{"$f":"\"\"","v":""},{"$f":"\"\"","v":""},{"$f":"\"\"","v":""},{"$f":"\"\"","v":""},"","","","","","",{"$f":"\"\"","v":""}]
[79,null,null,null,null,null,null,null,null,null,null,35,null,null,null,null,null,null,null,null,null,null,null,null,null,null,null,null,null,null,null,null,null,null,null,null,null,null,null,null,null,null,null,null,null,null,null,null,null,null,null,null,null,null,null,null,null,null,null,null,null,null,null,null,null,null,null,null,null,null,null,null,null,"2014-01-04T06:00:00",{"$f":"\"\"","v":""},{"$f":"\"\"","v":""},{"$f":"\"\"","v":""},{"$f":"\"\"","v":""},{"$f":"\"\"","v":""},{"$f":"\"\"","v":""},{"$f":"\"\"","v":""},20,20,20,20,20,20,20]
[80,null,null,null,null,null,null,null,null,null,null,35,null,null,null,null,null,null,null,null,null,null,null,null,null,null,null,null,null,null,null,null,null,null,null,null,null,null,null,null,null,null,null,null,null,null,null,null,null,null,null,null,null,null,null,null,null,null,null,null,null,null,null,null,null,null,null,null,null,null,null,null,null,"2014-01-04T07:00:00",{"$f":"\"\"","v":""},{"$f":"\"\"","v":""},{"$f":"\"\"","v":""},{"$f":"\"\"","v":""},{"$f":"\"\"","v":""},{"$f":"\"\"","v":""},{"$f":"\"\"","v":""},20,20,20,20,20,20,20]
[81,null,null,null,null,null,null,null,null,null,null,35,null,null,null,null,null,null,null,null,null,null,null,null,null,null,null,null,null,null,null,null,null,null,null,null,null,null,null,null,null,null,null,null,null,null,null,null,null,null,null,null,null,null,null,null,null,null,null,null,null,null,null,null,null,null,null,null,null,null,null,null,null,"2014-01-04T08:00:00",{"$f":"\"\"","v":""},{"$f":"\"\"","v":""},{"$f":"\"\"","v":""},{"$f":"\"\"","v":""},{"$f":"\"\"","v":""},{"$f":"\"\"","v":""},{"$f":"\"\"","v":""},20,20,20,20,20,20,20]
[82,null,null,null,null,null,null,null,null,null,null,35,null,null,null,null,null,null,null,null,null,null,null,null,null,null,null,null,null,null,null,null,null,null,null,null,null,null,null,null,null,null,null,null,null,null,null,null,null,null,null,null,null,null,null,null,null,null,null,null,null,null,null,null,null,null,null,null,null,null,null,null,null,"2014-01-04T09:00:00",{"$f":"\"\"","v":""},{"$f":"\"\"","v":""},{"$f":"\"\"","v":""},{"$f":"\"\"","v":""},{"$f":"\"\"","v":""},{"$f":"\"\"","v":""},{"$f":"\"\"","v":""},20,20,20,20,20,20,20]
[83,null,null,null,null,null,null,null,null,null,null,35,null,null,null,null,null,null,null,null,null,null,null,null,null,null,null,null,null,null,null,null,null,null,null,null,null,null,null,null,null,null,null,null,null,null,null,null,null,null,null,null,null,null,null,null,null,null,null,null,null,null,null,null,null,null,null,null,null,null,null,null,null,"2014-01-04T10:00:00",{"$f":"\"\"","v":""},{"$f":"\"\"","v":""},{"$f":"\"\"","v":""},{"$f":"\"\"","v":""},{"$f":"\"\"","v":""},{"$f":"\"\"","v":""},{"$f":"\"\"","v":""},"","","","","","",{"$f":"\"\"","v":""}]
[84,null,null,null,null,null,null,null,null,null,null,35,null,null,null,null,null,null,null,null,null,null,null,null,null,null,null,null,null,null,null,null,null,null,null,null,null,null,null,null,null,null,null,null,null,null,null,null,null,null,null,null,null,null,null,null,null,null,null,null,null,null,null,null,null,null,null,null,null,null,null,null,null,"2014-01-04T11:00:00",{"$f":"\"\"","v":""},{"$f":"\"\"","v":""},{"$f":"\"\"","v":""},{"$f":"\"\"","v":""},{"$f":"\"\"","v":""},{"$f":"\"\"","v":""},{"$f":"\"\"","v":""},"","","","","","",{"$f":"\"\"","v":""}]
[85,null,null,null,null,null,null,null,null,null,null,35,null,null,null,null,null,null,null,null,null,null,null,null,null,null,null,null,null,null,null,null,null,null,null,null,null,null,null,null,null,null,null,null,null,null,null,null,null,null,null,null,null,null,null,null,null,null,null,null,null,null,null,null,null,null,null,null,null,null,null,null,null,"2014-01-04T12:00:00",{"$f":"\"\"","v":""},{"$f":"\"\"","v":""},{"$f":"\"\"","v":""},{"$f":"\"\"","v":""},{"$f":"\"\"","v":""},{"$f":"\"\"","v":""},{"$f":"\"\"","v":""},20,20,20,20,20,20,20]
[86,null,null,null,null,null,null,null,null,null,null,35,null,null,null,null,null,null,null,null,null,null,null,null,null,null,null,null,null,null,null,null,null,null,null,null,null,null,null,null,null,null,null,null,null,null,null,null,null,null,null,null,null,null,null,null,null,null,null,null,null,null,null,null,null,null,null,null,null,null,null,null,null,"2014-01-04T13:00:00",{"$f":"\"\"","v":""},{"$f":"\"\"","v":""},{"$f":"\"\"","v":""},{"$f":"\"\"","v":""},{"$f":"\"\"","v":""},{"$f":"\"\"","v":""},{"$f":"\"\"","v":""},20,20,20,20,20,20,20]
[87,null,null,null,null,null,null,null,null,null,null,35,null,null,null,null,null,null,null,null,null,null,null,null,null,null,null,null,null,null,null,null,null,null,null,null,null,null,null,null,null,null,null,null,null,null,null,null,null,null,null,null,null,null,null,null,null,null,null,null,null,null,null,null,null,null,null,null,null,null,null,null,null,"2014-01-04T14:00:00",{"$f":"\"\"","v":""},{"$f":"\"\"","v":""},{"$f":"\"\"","v":""},{"$f":"\"\"","v":""},{"$f":"\"\"","v":""},{"$f":"\"\"","v":""},{"$f":"\"\"","v":""},"","","","","","",{"$f":"\"\"","v":""}]
[88,null,null,null,null,null,null,null,null,null,null,35,null,null,null,null,null,null,null,null,null,null,null,null,null,null,null,null,null,null,null,null,null,null,null,null,null,null,null,null,null,null,null,null,null,null,null,null,null,null,null,null,null,null,null,null,null,null,null,null,null,null,null,null,null,null,null,null,null,null,null,null,null,"2014-01-04T15:00:00",{"$f":"\"\"","v":""},{"$f":"\"\"","v":""},{"$f":"\"\"","v":""},{"$f":"\"\"","v":""},{"$f":"\"\"","v":""},{"$f":"\"\"","v":""},{"$f":"\"\"","v":""},"","","","","","",{"$f":"\"\"","v":""}]
[89,null,null,null,null,null,null,null,null,null,null,35,null,null,null,null,null,null,null,null,null,null,null,null,null,null,null,null,null,null,null,null,null,null,null,null,null,null,null,null,null,null,null,null,null,null,null,null,null,null,null,null,null,null,null,null,null,null,null,null,null,null,null,null,null,null,null,null,null,null,null,null,null,"2014-01-04T16:00:00",{"$f":"\"\"","v":""},{"$f":"\"\"","v":""},{"$f":"\"\"","v":""},{"$f":"\"\"","v":""},{"$f":"\"\"","v":""},{"$f":"\"\"","v":""},{"$f":"\"\"","v":""},20,20,20,20,20,20,20]
[90,null,null,null,null,null,null,null,null,null,null,35,null,null,null,null,null,null,null,null,null,null,null,null,null,null,null,null,null,null,null,null,null,null,null,null,null,null,null,null,null,null,null,null,null,null,null,null,null,null,null,null,null,null,null,null,null,null,null,null,null,null,null,null,null,null,null,null,null,null,null,null,null,"2014-01-04T17:00:00",{"$f":"\"\"","v":""},{"$f":"\"\"","v":""},{"$f":"\"\"","v":""},{"$f":"\"\"","v":""},{"$f":"\"\"","v":""},{"$f":"\"\"","v":""},{"$f":"\"\"","v":""},{"$f":"CD67","v":20},20,20,20,20,20,20]
[91,null,null,null,null,null,null,null,null,null,null,35,null,null,null,null,null,null,null,null,null,null,null,null,null,null,null,null,null,null,null,null,null,null,null,null,null,null,null,null,null,null,null,null,null,null,null,null,null,null,null,null,null,null,null,null,null,null,null,null,null,null,null,null,null,null,null,null,null,null,null,null,null,"2014-01-04T18:00:00",{"$f":"\"\"","v":""},{"$f":"\"\"","v":""},{"$f":"\"\"","v":""},{"$f":"\"\"","v":""},{"$f":"\"\"","v":""},{"$f":"\"\"","v":""},{"$f":"\"\"","v":""},20,20,20,20,20,20,20]
[92,null,null,null,null,null,null,null,null,null,null,35,null,null,null,null,null,null,null,null,null,null,null,null,null,null,null,null,null,null,null,null,null,null,null,null,null,null,null,null,null,null,null,null,null,null,null,null,null,null,null,null,null,null,null,null,null,null,null,null,null,null,null,null,null,null,null,null,null,null,null,null,null,"2014-01-04T19:00:00",{"$f":"\"\"","v":""},{"$f":"\"\"","v":""},{"$f":"\"\"","v":""},{"$f":"\"\"","v":""},{"$f":"\"\"","v":""},{"$f":"\"\"","v":""},{"$f":"\"\"","v":""},20,20,20,20,20,20,20]
[93,null,null,null,null,null,null,null,null,null,null,35,null,null,null,null,null,null,null,null,null,null,null,null,null,null,null,null,null,null,null,null,null,null,null,null,null,null,null,null,null,null,null,null,null,null,null,null,null,null,null,null,null,null,null,null,null,null,null,null,null,null,null,null,null,null,null,null,null,null,null,null,null,"2014-01-04T20:00:00",{"$f":"\"\"","v":""},{"$f":"\"\"","v":""},{"$f":"\"\"","v":""},{"$f":"\"\"","v":""},{"$f":"\"\"","v":""},{"$f":"\"\"","v":""},{"$f":"\"\"","v":""},20,20,20,20,20,20,20]
[94,null,null,null,null,null,null,null,null,null,null,35,null,null,null,null,null,null,null,null,null,null,null,null,null,null,null,null,null,null,null,null,null,null,null,null,null,null,null,null,null,null,null,null,null,null,null,null,null,null,null,null,null,null,null,null,null,null,null,null,null,null,null,null,null,null,null,null,null,null,null,null,null,"2014-01-04T21:00:00",{"$f":"\"\"","v":""},{"$f":"\"\"","v":""},{"$f":"\"\"","v":""},{"$f":"\"\"","v":""},{"$f":"\"\"","v":""},{"$f":"\"\"","v":""},{"$f":"\"\"","v":""},20,20,20,20,20,20,20]
[95,null,null,null,null,null,null,null,null,null,null,35,null,null,null,null,null,null,null,null,null,null,null,null,null,null,null,null,null,null,null,null,null,null,null,null,null,null,null,null,null,null,null,null,null,null,null,null,null,null,null,null,null,null,null,null,null,null,null,null,null,null,null,null,null,null,null,null,null,null,null,null,null,"2014-01-04T22:00:00",{"$f":"\"\"","v":""},{"$f":"\"\"","v":""},{"$f":"\"\"","v":""},{"$f":"\"\"","v":""},{"$f":"\"\"","v":""},{"$f":"\"\"","v":""},{"$f":"\"\"","v":""},20,20,20,20,20,20,20]
[96,null,null,null,null,null,null,null,null,null,null,35,null,null,null,null,null,null,null,null,null,null,null,null,null,null,null,null,null,null,null,null,null,null,null,null,null,null,null,null,null,null,null,null,null,null,null,null,null,null,null,null,null,null,null,null,null,null,null,null,null,null,null,null,null,null,null,null,null,null,null,null,null,"2014-01-04T23:00:00",{"$f":"\"\"","v":""},{"$f":"\"\"","v":""},{"$f":"\"\"","v":""},{"$f":"\"\"","v":""},{"$f":"\"\"","v":""},{"$f":"\"\"","v":""},{"$f":"\"\"","v":""},20,20,20,20,20,20,20]
[97,null,null,null,null,null,null,null,null,null,null,35,null,null,null,null,null,null,null,null,null,null,null,null,null,null,null,null,null,null,null,null,null,null,null,null,null,null,null,null,null,null,null,null,null,null,null,null,null,null,null,null,null,null,null,null,null,null,null,null,null,null,null,null,null,null,null,null,null,null,null,null,null,"2014-01-05",{"$f":"\"\"","v":""},{"$f":"\"\"","v":""},{"$f":"\"\"","v":""},{"$f":"\"\"","v":""},{"$f":"\"\"","v":""},{"$f":"\"\"","v":""},{"$f":"\"\"","v":""},"","","","","","",{"$f":"\"\"","v":""}]
[98,null,null,null,null,null,null,null,null,null,null,35,null,null,null,null,null,null,null,null,null,null,null,null,null,null,null,null,null,null,null,null,null,null,null,null,null,null,null,null,null,null,null,null,null,null,null,null,null,null,null,null,null,null,null,null,null,null,null,null,null,null,null,null,null,null,null,null,null,null,null,null,null,"2014-01-05T01:00:00",{"$f":"\"\"","v":""},{"$f":"\"\"","v":""},{"$f":"\"\"","v":""},{"$f":"\"\"","v":""},{"$f":"\"\"","v":""},{"$f":"\"\"","v":""},{"$f":"\"\"","v":""},"","","","","","",{"$f":"\"\"","v":""}]
[99,null,null,null,null,null,null,null,null,null,null,35,null,null,null,null,null,null,null,null,null,null,null,null,null,null,null,null,null,null,null,null,null,null,null,null,null,null,null,null,null,null,null,null,null,null,null,null,null,null,null,null,null,null,null,null,null,null,null,null,null,null,null,null,null,null,null,null,null,null,null,null,null,"2014-01-05T02:00:00",{"$f":"\"\"","v":""},{"$f":"\"\"","v":""},{"$f":"\"\"","v":""},{"$f":"\"\"","v":""},{"$f":"\"\"","v":""},{"$f":"\"\"","v":""},{"$f":"\"\"","v":""},"","","","","","",{"$f":"\"\"","v":""}]
[100,null,null,null,null,null,null,null,null,null,null,35,null,null,null,null,null,null,null,null,null,null,null,null,null,null,null,null,null,null,null,null,null,null,null,null,null,null,null,null,null,null,null,null,null,null,null,null,null,null,null,null,null,null,null,null,null,null,null,null,null,null,null,null,null,null,null,null,null,null,null,null,null,"2014-01-05T03:00:00",{"$f":"\"\"","v":""},{"$f":"\"\"","v":""},{"$f":"\"\"","v":""},{"$f":"\"\"","v":""},{"$f":"\"\"","v":""},{"$f":"\"\"","v":""},{"$f":"\"\"","v":""},"","","","","","",{"$f":"\"\"","v":""}]
[101,null,null,null,null,null,null,null,null,null,null,35,null,null,null,null,null,null,null,null,null,null,null,null,null,null,null,null,null,null,null,null,null,null,null,null,null,null,null,null,null,null,null,null,null,null,null,null,null,null,null,null,null,null,null,null,null,null,null,null,null,null,null,null,null,null,null,null,null,null,null,null,null,"2014-01-05T04:00:00",{"$f":"\"\"","v":""},{"$f":"\"\"","v":""},{"$f":"\"\"","v":""},{"$f":"\"\"","v":""},{"$f":"\"\"","v":""},{"$f":"\"\"","v":""},{"$f":"\"\"","v":""},"","","","","","",{"$f":"\"\"","v":""}]
[102,null,null,null,null,null,null,null,null,null,null,35,null,null,null,null,null,null,null,null,null,null,null,null,null,null,null,null,null,null,null,null,null,null,null,null,null,null,null,null,null,null,null,null,null,null,null,null,null,null,null,null,null,null,null,null,null,null,null,null,null,null,null,null,null,null,null,null,null,null,null,null,null,"2014-01-05T05:00:00",{"$f":"\"\"","v":""},{"$f":"\"\"","v":""},{"$f":"\"\"","v":""},{"$f":"\"\"","v":""},{"$f":"\"\"","v":""},{"$f":"\"\"","v":""},{"$f":"\"\"","v":""},"","","","","","",{"$f":"\"\"","v":""}]
[103,null,null,null,null,null,null,null,null,null,null,35,null,null,null,null,null,null,null,null,null,null,null,null,null,null,null,null,null,null,null,null,null,null,null,null,null,null,null,null,null,null,null,null,null,null,null,null,null,null,null,null,null,null,null,null,null,null,null,null,null,null,null,null,null,null,null,null,null,null,null,null,null,"2014-01-05T06:00:00",{"$f":"\"\"","v":""},{"$f":"\"\"","v":""},{"$f":"\"\"","v":""},{"$f":"\"\"","v":""},{"$f":"\"\"","v":""},{"$f":"\"\"","v":""},{"$f":"\"\"","v":""},20,20,20,20,20,20,20]
[104,null,null,null,null,null,null,null,null,null,null,35,null,null,null,null,null,null,null,null,null,null,null,null,null,null,null,null,null,null,null,null,null,null,null,null,null,null,null,null,null,null,null,null,null,null,null,null,null,null,null,null,null,null,null,null,null,null,null,null,null,null,null,null,null,null,null,null,null,null,null,null,null,"2014-01-05T07:00:00",{"$f":"\"\"","v":""},{"$f":"\"\"","v":""},{"$f":"\"\"","v":""},{"$f":"\"\"","v":""},{"$f":"\"\"","v":""},{"$f":"\"\"","v":""},{"$f":"\"\"","v":""},20,20,20,20,20,20,20]
[105,null,null,null,null,null,null,null,null,null,null,35,null,null,null,null,null,null,null,null,null,null,null,null,null,null,null,null,null,null,null,null,null,null,null,null,null,null,null,null,null,null,null,null,null,null,null,null,null,null,null,null,null,null,null,null,null,null,null,null,null,null,null,null,null,null,null,null,null,null,null,null,null,"2014-01-05T08:00:00",{"$f":"\"\"","v":""},{"$f":"\"\"","v":""},{"$f":"\"\"","v":""},{"$f":"\"\"","v":""},{"$f":"\"\"","v":""},{"$f":"\"\"","v":""},{"$f":"\"\"","v":""},20,20,20,20,20,20,20]
[106,null,null,null,null,null,null,null,null,null,null,35,null,null,null,null,null,null,null,null,null,null,null,null,null,null,null,null,null,null,null,null,null,null,null,null,null,null,null,null,null,null,null,null,null,null,null,null,null,null,null,null,null,null,null,null,null,null,null,null,null,null,null,null,null,null,null,null,null,null,null,null,null,"2014-01-05T09:00:00",{"$f":"\"\"","v":""},{"$f":"\"\"","v":""},{"$f":"\"\"","v":""},{"$f":"\"\"","v":""},{"$f":"\"\"","v":""},{"$f":"\"\"","v":""},{"$f":"\"\"","v":""},{"$f":"CD83","v":20},20,20,20,20,20,20]
[107,null,null,null,null,null,null,null,null,null,null,35,null,null,null,null,null,null,null,null,null,null,null,null,null,null,null,null,null,null,null,null,null,null,null,null,null,null,null,null,null,null,null,null,null,null,null,null,null,null,null,null,null,null,null,null,null,null,null,null,null,null,null,null,null,null,null,null,null,null,null,null,null,"2014-01-05T10:00:00",{"$f":"\"\"","v":""},{"$f":"\"\"","v":""},{"$f":"\"\"","v":""},{"$f":"\"\"","v":""},{"$f":"\"\"","v":""},{"$f":"\"\"","v":""},{"$f":"\"\"","v":""},"","","","","","",{"$f":"\"\"","v":""}]
[108,null,null,null,null,null,null,null,null,null,null,35,null,null,null,null,null,null,null,null,null,null,null,null,null,null,null,null,null,null,null,null,null,null,null,null,null,null,null,null,null,null,null,null,null,null,null,null,null,null,null,null,null,null,null,null,null,null,null,null,null,null,null,null,null,null,null,null,null,null,null,null,null,"2014-01-05T11:00:00",{"$f":"\"\"","v":""},{"$f":"\"\"","v":""},{"$f":"\"\"","v":""},{"$f":"\"\"","v":""},{"$f":"\"\"","v":""},{"$f":"\"\"","v":""},{"$f":"\"\"","v":""},"","","","","","",{"$f":"\"\"","v":""}]
[109,null,null,null,null,null,null,null,null,null,null,35,null,null,null,null,null,null,null,null,null,null,null,null,null,null,null,null,null,null,null,null,null,null,null,null,null,null,null,null,null,null,null,null,null,null,null,null,null,null,null,null,null,null,null,null,null,null,null,null,null,null,null,null,null,null,null,null,null,null,null,null,null,"2014-01-05T12:00:00",{"$f":"\"\"","v":""},{"$f":"\"\"","v":""},{"$f":"\"\"","v":""},{"$f":"\"\"","v":""},{"$f":"\"\"","v":""},{"$f":"\"\"","v":""},{"$f":"\"\"","v":""},20,20,20,20,20,20,20]
[110,null,null,null,null,null,null,null,null,null,null,35,null,null,null,null,null,null,null,null,null,null,null,null,null,null,null,null,null,null,null,null,null,null,null,null,null,null,null,null,null,null,null,null,null,null,null,null,null,null,null,null,null,null,null,null,null,null,null,null,null,null,null,null,null,null,null,null,null,null,null,null,null,"2014-01-05T13:00:00",{"$f":"\"\"","v":""},{"$f":"\"\"","v":""},{"$f":"\"\"","v":""},{"$f":"\"\"","v":""},{"$f":"\"\"","v":""},{"$f":"\"\"","v":""},{"$f":"\"\"","v":""},20,20,20,20,20,20,20]
[111,null,null,null,null,null,null,null,null,null,null,35,null,null,null,null,null,null,null,null,null,null,null,null,null,null,null,null,null,null,null,null,null,null,null,null,null,null,null,null,null,null,null,null,null,null,null,null,null,null,null,null,null,null,null,null,null,null,null,null,null,null,null,null,null,null,null,null,null,null,null,null,null,"2014-01-05T14:00:00",{"$f":"\"\"","v":""},{"$f":"\"\"","v":""},{"$f":"\"\"","v":""},{"$f":"\"\"","v":""},{"$f":"\"\"","v":""},{"$f":"\"\"","v":""},{"$f":"\"\"","v":""},"","","","","","",{"$f":"\"\"","v":""}]
[112,null,null,null,null,null,null,null,null,null,null,35,null,null,null,null,null,null,null,null,null,null,null,null,null,null,null,null,null,null,null,null,null,null,null,null,null,null,null,null,null,null,null,null,null,null,null,null,null,null,null,null,null,null,null,null,null,null,null,null,null,null,null,null,null,null,null,null,null,null,null,null,null,"2014-01-05T15:00:00",{"$f":"\"\"","v":""},{"$f":"\"\"","v":""},{"$f":"\"\"","v":""},{"$f":"\"\"","v":""},{"$f":"\"\"","v":""},{"$f":"\"\"","v":""},{"$f":"\"\"","v":""},"","","","","","",{"$f":"\"\"","v":""}]
[113,null,null,null,null,null,null,null,null,null,null,35,null,null,null,null,null,null,null,null,null,null,null,null,null,null,null,null,null,null,null,null,null,null,null,null,null,null,null,null,null,null,null,null,null,null,null,null,null,null,null,null,null,null,null,null,null,null,null,null,null,null,null,null,null,null,null,null,null,null,null,null,null,"2014-01-05T16:00:00",{"$f":"\"\"","v":""},{"$f":"\"\"","v":""},{"$f":"\"\"","v":""},{"$f":"\"\"","v":""},{"$f":"\"\"","v":""},{"$f":"\"\"","v":""},{"$f":"\"\"","v":""},20,20,20,20,20,20,20]
[114,null,null,null,null,null,null,null,null,null,null,35,null,null,null,null,null,null,null,null,null,null,null,null,null,null,null,null,null,null,null,null,null,null,null,null,null,null,null,null,null,null,null,null,null,null,null,null,null,null,null,null,null,null,null,null,null,null,null,null,null,null,null,null,null,null,null,null,null,null,null,null,null,"2014-01-05T17:00:00",{"$f":"\"\"","v":""},{"$f":"\"\"","v":""},{"$f":"\"\"","v":""},{"$f":"\"\"","v":""},{"$f":"\"\"","v":""},{"$f":"\"\"","v":""},{"$f":"\"\"","v":""},20,20,20,20,20,20,20]
[115,null,null,null,null,null,null,null,null,null,null,35,null,null,null,null,null,null,null,null,null,null,null,null,null,null,null,null,null,null,null,null,null,null,null,null,null,null,null,null,null,null,null,null,null,null,null,null,null,null,null,null,null,null,null,null,null,null,null,null,null,null,null,null,null,null,null,null,null,null,null,null,null,"2014-01-05T18:00:00",{"$f":"\"\"","v":""},{"$f":"\"\"","v":""},{"$f":"\"\"","v":""},{"$f":"\"\"","v":""},{"$f":"\"\"","v":""},{"$f":"\"\"","v":""},{"$f":"\"\"","v":""},20,20,20,20,20,20,20]
[116,null,null,null,null,null,null,null,null,null,null,35,null,null,null,null,null,null,null,null,null,null,null,null,null,null,null,null,null,null,null,null,null,null,null,null,null,null,null,null,null,null,null,null,null,null,null,null,null,null,null,null,null,null,null,null,null,null,null,null,null,null,null,null,null,null,null,null,null,null,null,null,null,"2014-01-05T19:00:00",{"$f":"\"\"","v":""},{"$f":"\"\"","v":""},{"$f":"\"\"","v":""},{"$f":"\"\"","v":""},{"$f":"\"\"","v":""},{"$f":"\"\"","v":""},{"$f":"\"\"","v":""},20,20,20,20,20,20,20]
[117,null,null,null,null,null,null,null,null,null,null,35,null,null,null,null,null,null,null,null,null,null,null,null,null,null,null,null,null,null,null,null,null,null,null,null,null,null,null,null,null,null,null,null,null,null,null,null,null,null,null,null,null,null,null,null,null,null,null,null,null,null,null,null,null,null,null,null,null,null,null,null,null,"2014-01-05T20:00:00",{"$f":"\"\"","v":""},{"$f":"\"\"","v":""},{"$f":"\"\"","v":""},{"$f":"\"\"","v":""},{"$f":"\"\"","v":""},{"$f":"\"\"","v":""},{"$f":"\"\"","v":""},20,20,20,20,20,20,20]
[118,null,null,null,null,null,null,null,null,null,null,35,null,null,null,null,null,null,null,null,null,null,null,null,null,null,null,null,null,null,null,null,null,null,null,null,null,null,null,null,null,null,null,null,null,null,null,null,null,null,null,null,null,null,null,null,null,null,null,null,null,null,null,null,null,null,null,null,null,null,null,null,null,"2014-01-05T21:00:00",{"$f":"\"\"","v":""},{"$f":"\"\"","v":""},{"$f":"\"\"","v":""},{"$f":"\"\"","v":""},{"$f":"\"\"","v":""},{"$f":"\"\"","v":""},{"$f":"\"\"","v":""},20,20,20,20,20,20,20]
[119,null,null,null,null,null,null,null,null,null,null,35,null,null,null,null,null,null,null,null,null,null,null,null,null,null,null,null,null,null,null,null,null,null,null,null,null,null,null,null,null,null,null,null,null,null,null,null,null,null,null,null,null,null,null,null,null,null,null,null,null,null,null,null,null,null,null,null,null,null,null,null,null,"2014-01-05T22:00:00",{"$f":"\"\"","v":""},{"$f":"\"\"","v":""},{"$f":"\"\"","v":""},{"$f":"\"\"","v":""},{"$f":"\"\"","v":""},{"$f":"\"\"","v":""},{"$f":"\"\"","v":""},20,20,20,20,20,20,20]
[120,null,null,null,null,null,null,null,null,null,null,35,null,null,null,null,null,null,null,null,null,null,null,null,null,null,null,null,null,null,null,null,null,null,null,null,null,null,null,null,null,null,null,null,null,null,null,null,null,null,null,null,null,null,null,null,null,null,null,null,null,null,null,null,null,null,null,null,null,null,null,null,null,"2014-01-05T23:00:00",{"$f":"\"\"","v":""},{"$f":"\"\"","v":""},{"$f":"\"\"","v":""},{"$f":"\"\"","v":""},{"$f":"\"\"","v":""},{"$f":"\"\"","v":""},{"$f":"\"\"","v":""},20,20,20,20,20,20,20]
[121,null,null,null,null,null,null,null,null,null,null,35,null,null,null,null,null,null,null,null,null,null,null,null,null,null,null,null,null,null,null,null,null,null,null,null,null,null,null,null,null,null,null,null,null,null,null,null,null,null,null,null,null,null,null,null,null,null,null,null,null,null,null,null,null,null,null,null,null,null,null,null,null,"2014-01-06",{"$f":"\"\"","v":""},{"$f":"\"\"","v":""},{"$f":"\"\"","v":""},{"$f":"\"\"","v":""},{"$f":"\"\"","v":""},{"$f":"\"\"","v":""},{"$f":"\"\"","v":""},"","","","","","",{"$f":"\"\"","v":""}]
[122,null,null,null,null,null,null,null,null,null,null,35,null,null,null,null,null,null,null,null,null,null,null,null,null,null,null,null,null,null,null,null,null,null,null,null,null,null,null,null,null,null,null,null,null,null,null,null,null,null,null,null,null,null,null,null,null,null,null,null,null,null,null,null,null,null,null,null,null,null,null,null,null,"2014-01-06T01:00:00",{"$f":"\"\"","v":""},{"$f":"\"\"","v":""},{"$f":"\"\"","v":""},{"$f":"\"\"","v":""},{"$f":"\"\"","v":""},{"$f":"\"\"","v":""},{"$f":"\"\"","v":""},{"$f":"CD99","v":""},"","","","","",{"$f":"\"\"","v":""}]
[123,null,null,null,null,null,null,null,null,null,null,35,null,null,null,null,null,null,null,null,null,null,null,null,null,null,null,null,null,null,null,null,null,null,null,null,null,null,null,null,null,null,null,null,null,null,null,null,null,null,null,null,null,null,null,null,null,null,null,null,null,null,null,null,null,null,null,null,null,null,null,null,null,"2014-01-06T02:00:00",{"$f":"\"\"","v":""},{"$f":"\"\"","v":""},{"$f":"\"\"","v":""},{"$f":"\"\"","v":""},{"$f":"\"\"","v":""},{"$f":"\"\"","v":""},{"$f":"\"\"","v":""},"","","","","","",{"$f":"\"\"","v":""}]
[124,null,null,null,null,null,null,null,null,null,null,35,null,null,null,null,null,null,null,null,null,null,null,null,null,null,null,null,null,null,null,null,null,null,null,null,null,null,null,null,null,null,null,null,null,null,null,null,null,null,null,null,null,null,null,null,null,null,null,null,null,null,null,null,null,null,null,null,null,null,null,null,null,"2014-01-06T03:00:00",{"$f":"\"\"","v":""},{"$f":"\"\"","v":""},{"$f":"\"\"","v":""},{"$f":"\"\"","v":""},{"$f":"\"\"","v":""},{"$f":"\"\"","v":""},{"$f":"\"\"","v":""},"","","","","","",{"$f":"\"\"","v":""}]
[125,null,null,null,null,null,null,null,null,null,null,35,null,null,null,null,null,null,null,null,null,null,null,null,null,null,null,null,null,null,null,null,null,null,null,null,null,null,null,null,null,null,null,null,null,null,null,null,null,null,null,null,null,null,null,null,null,null,null,null,null,null,null,null,null,null,null,null,null,null,null,null,null,"2014-01-06T04:00:00",{"$f":"\"\"","v":""},{"$f":"\"\"","v":""},{"$f":"\"\"","v":""},{"$f":"\"\"","v":""},{"$f":"\"\"","v":""},{"$f":"\"\"","v":""},{"$f":"\"\"","v":""},"","","","","","",{"$f":"\"\"","v":""}]
[126,null,null,null,null,null,null,null,null,null,null,35,null,null,null,null,null,null,null,null,null,null,null,null,null,null,null,null,null,null,null,null,null,null,null,null,null,null,null,null,null,null,null,null,null,null,null,null,null,null,null,null,null,null,null,null,null,null,null,null,null,null,null,null,null,null,null,null,null,null,null,null,null,"2014-01-06T05:00:00",{"$f":"\"\"","v":""},{"$f":"\"\"","v":""},{"$f":"\"\"","v":""},{"$f":"\"\"","v":""},{"$f":"\"\"","v":""},{"$f":"\"\"","v":""},{"$f":"\"\"","v":""},"","","","","","",{"$f":"\"\"","v":""}]
[127,null,null,null,null,null,null,null,null,null,null,35,null,null,null,null,null,null,null,null,null,null,null,null,null,null,null,null,null,null,null,null,null,null,null,null,null,null,null,null,null,null,null,null,null,null,null,null,null,null,null,null,null,null,null,null,null,null,null,null,null,null,null,null,null,null,null,null,null,null,null,null,null,"2014-01-06T06:00:00",{"$f":"\"\"","v":""},{"$f":"\"\"","v":""},{"$f":"\"\"","v":""},{"$f":"\"\"","v":""},{"$f":"\"\"","v":""},{"$f":"\"\"","v":""},{"$f":"\"\"","v":""},20,20,20,20,20,20,20]
[128,null,null,null,null,null,null,null,null,null,null,35,null,null,null,null,null,null,null,null,null,null,null,null,null,null,null,null,null,null,null,null,null,null,null,null,null,null,null,null,null,null,null,null,null,null,null,null,null,null,null,null,null,null,null,null,null,null,null,null,null,null,null,null,null,null,null,null,null,null,null,null,null,"2014-01-06T07:00:00",{"$f":"\"\"","v":""},{"$f":"\"\"","v":""},{"$f":"\"\"","v":""},{"$f":"\"\"","v":""},{"$f":"\"\"","v":""},{"$f":"\"\"","v":""},{"$f":"\"\"","v":""},20,20,20,20,20,20,20]
[129,null,null,null,null,null,null,null,null,null,null,35,null,null,null,null,null,null,null,null,null,null,null,null,null,null,null,null,null,null,null,null,null,null,null,null,null,null,null,null,null,null,null,null,null,null,null,null,null,null,null,null,null,null,null,null,null,null,null,null,null,null,null,null,null,null,null,null,null,null,null,null,null,"2014-01-06T08:00:00",{"$f":"\"\"","v":""},{"$f":"\"\"","v":""},{"$f":"\"\"","v":""},{"$f":"\"\"","v":""},{"$f":"\"\"","v":""},{"$f":"\"\"","v":""},{"$f":"\"\"","v":""},20,20,20,20,20,20,20]
[130,null,null,null,null,null,null,null,null,null,null,35,null,null,null,null,null,null,null,null,null,null,null,null,null,null,null,null,null,null,null,null,null,null,null,null,null,null,null,null,null,null,null,null,null,null,null,null,null,null,null,null,null,null,null,null,null,null,null,null,null,null,null,null,null,null,null,null,null,null,null,null,null,"2014-01-06T09:00:00",{"$f":"\"\"","v":""},{"$f":"\"\"","v":""},{"$f":"\"\"","v":""},{"$f":"\"\"","v":""},{"$f":"\"\"","v":""},{"$f":"\"\"","v":""},{"$f":"\"\"","v":""},20,20,20,20,20,20,20]
[131,null,null,null,null,null,null,null,null,null,null,35,null,null,null,null,null,null,null,null,null,null,null,null,null,null,null,null,null,null,null,null,null,null,null,null,null,null,null,null,null,null,null,null,null,null,null,null,null,null,null,null,null,null,null,null,null,null,null,null,null,null,null,null,null,null,null,null,null,null,null,null,null,"2014-01-06T10:00:00",{"$f":"\"\"","v":""},{"$f":"\"\"","v":""},{"$f":"\"\"","v":""},{"$f":"\"\"","v":""},{"$f":"\"\"","v":""},{"$f":"\"\"","v":""},{"$f":"\"\"","v":""},"","","","","","",{"$f":"\"\"","v":""}]
[132,null,null,null,null,null,null,null,null,null,null,35,null,null,null,null,null,null,null,null,null,null,null,null,null,null,null,null,null,null,null,null,null,null,null,null,null,null,null,null,null,null,null,null,null,null,null,null,null,null,null,null,null,null,null,null,null,null,null,null,null,null,null,null,null,null,null,null,null,null,null,null,null,{"$f":"BV132+1/24","v":"2014-01-06T11:00:00"},{"$f":"\"\"","v":""},{"$f":"\"\"","v":""},{"$f":"\"\"","v":""},{"$f":"\"\"","v":""},{"$f":"\"\"","v":""},{"$f":"\"\"","v":""},{"$f":"\"\"","v":""},"","","","","","",{"$f":"\"\"","v":""}]
[133,null,null,null,null,null,null,null,null,null,null,35,null,null,null,null,null,null,null,null,null,null,null,null,null,null,null,null,null,null,null,null,null,null,null,null,null,null,null,null,null,null,null,null,null,null,null,null,null,null,null,null,null,null,null,null,null,null,null,null,null,null,null,null,null,null,null,null,null,null,null,null,null,"2014-01-06T12:00:00",{"$f":"\"\"","v":""},{"$f":"\"\"","v":""},{"$f":"\"\"","v":""},{"$f":"\"\"","v":""},{"$f":"\"\"","v":""},{"$f":"\"\"","v":""},{"$f":"\"\"","v":""},20,20,20,20,20,20,20]
[134,null,null,null,null,null,null,null,null,null,null,35,null,null,null,null,null,null,null,null,null,null,null,null,null,null,null,null,null,null,null,null,null,null,null,null,null,null,null,null,null,null,null,null,null,null,null,null,null,null,null,null,null,null,null,null,null,null,null,null,null,null,null,null,null,null,null,null,null,null,null,null,null,"2014-01-06T13:00:00",{"$f":"\"\"","v":""},{"$f":"\"\"","v":""},{"$f":"\"\"","v":""},{"$f":"\"\"","v":""},{"$f":"\"\"","v":""},{"$f":"\"\"","v":""},{"$f":"\"\"","v":""},20,20,20,20,20,20,20]
[135,null,null,null,null,null,null,null,null,null,null,35,null,null,null,null,null,null,null,null,null,null,null,null,null,null,null,null,null,null,null,null,null,null,null,null,null,null,null,null,null,null,null,null,null,null,null,null,null,null,null,null,null,null,null,null,null,null,null,null,null,null,null,null,null,null,null,null,null,null,null,null,null,"2014-01-06T14:00:00",{"$f":"\"\"","v":""},{"$f":"\"\"","v":""},{"$f":"\"\"","v":""},{"$f":"\"\"","v":""},{"$f":"\"\"","v":""},{"$f":"\"\"","v":""},{"$f":"\"\"","v":""},"","","","","","",{"$f":"\"\"","v":""}]
[136,null,null,null,null,null,null,null,null,null,null,35,null,null,null,null,null,null,null,null,null,null,null,null,null,null,null,null,null,null,null,null,null,null,null,null,null,null,null,null,null,null,null,null,null,null,null,null,null,null,null,null,null,null,null,null,null,null,null,null,null,null,null,null,null,null,null,null,null,null,null,null,null,"2014-01-06T15:00:00",{"$f":"\"\"","v":""},{"$f":"\"\"","v":""},{"$f":"\"\"","v":""},{"$f":"\"\"","v":""},{"$f":"\"\"","v":""},{"$f":"\"\"","v":""},{"$f":"\"\"","v":""},"","","","","","",{"$f":"\"\"","v":""}]
[137,null,null,null,null,null,null,null,null,null,null,35,null,null,null,null,null,null,null,null,null,null,null,null,null,null,null,null,null,null,null,null,null,null,null,null,null,null,null,null,null,null,null,null,null,null,null,null,null,null,null,null,null,null,null,null,null,null,null,null,null,null,null,null,null,null,null,null,null,null,null,null,null,"2014-01-06T16:00:00",{"$f":"\"\"","v":""},{"$f":"\"\"","v":""},{"$f":"\"\"","v":""},{"$f":"\"\"","v":""},{"$f":"\"\"","v":""},{"$f":"\"\"","v":""},{"$f":"\"\"","v":""},20,20,20,20,20,20,20]
[138,null,null,null,null,null,null,null,null,null,null,35,null,null,null,null,null,null,null,null,null,null,null,null,null,null,null,null,null,null,null,null,null,null,null,null,null,null,null,null,null,null,null,null,null,null,null,null,null,null,null,null,null,null,null,null,null,null,null,null,null,null,null,null,null,null,null,null,null,null,null,null,null,"2014-01-06T17:00:00",{"$f":"\"\"","v":""},{"$f":"\"\"","v":""},{"$f":"\"\"","v":""},{"$f":"\"\"","v":""},{"$f":"\"\"","v":""},{"$f":"\"\"","v":""},{"$f":"\"\"","v":""},{"$f":"CD115","v":20},20,20,20,20,20,20]
[139,null,null,null,null,null,null,null,null,null,null,35,null,null,null,null,null,null,null,null,null,null,null,null,null,null,null,null,null,null,null,null,null,null,null,null,null,null,null,null,null,null,null,null,null,null,null,null,null,null,null,null,null,null,null,null,null,null,null,null,null,null,null,null,null,null,null,null,null,null,null,null,null,"2014-01-06T18:00:00",{"$f":"\"\"","v":""},{"$f":"\"\"","v":""},{"$f":"\"\"","v":""},{"$f":"\"\"","v":""},{"$f":"\"\"","v":""},{"$f":"\"\"","v":""},{"$f":"\"\"","v":""},20,20,20,20,20,20,20]
[140,null,null,null,null,null,null,null,null,null,null,35,null,null,null,null,null,null,null,null,null,null,null,null,null,null,null,null,null,null,null,null,null,null,null,null,null,null,null,null,null,null,null,null,null,null,null,null,null,null,null,null,null,null,null,null,null,null,null,null,null,null,null,null,null,null,null,null,null,null,null,null,null,"2014-01-06T19:00:00",{"$f":"\"\"","v":""},{"$f":"\"\"","v":""},{"$f":"\"\"","v":""},{"$f":"\"\"","v":""},{"$f":"\"\"","v":""},{"$f":"\"\"","v":""},{"$f":"\"\"","v":""},20,20,20,20,20,20,20]
[141,null,null,null,null,null,null,null,null,null,null,35,null,null,null,null,null,null,null,null,null,null,null,null,null,null,null,null,null,null,null,null,null,null,null,null,null,null,null,null,null,null,null,null,null,null,null,null,null,null,null,null,null,null,null,null,null,null,null,null,null,null,null,null,null,null,null,null,null,null,null,null,null,"2014-01-06T20:00:00",{"$f":"\"\"","v":""},{"$f":"\"\"","v":""},{"$f":"\"\"","v":""},{"$f":"\"\"","v":""},{"$f":"\"\"","v":""},{"$f":"\"\"","v":""},{"$f":"\"\"","v":""},20,20,20,20,20,20,20]
[142,null,null,null,null,null,null,null,null,null,null,35,null,null,null,null,null,null,null,null,null,null,null,null,null,null,null,null,null,null,null,null,null,null,null,null,null,null,null,null,null,null,null,null,null,null,null,null,null,null,null,null,null,null,null,null,null,null,null,null,null,null,null,null,null,null,null,null,null,null,null,null,null,"2014-01-06T21:00:00",{"$f":"\"\"","v":""},{"$f":"\"\"","v":""},{"$f":"\"\"","v":""},{"$f":"\"\"","v":""},{"$f":"\"\"","v":""},{"$f":"\"\"","v":""},{"$f":"\"\"","v":""},20,20,20,20,20,20,20]
[143,null,null,null,null,null,null,null,null,null,null,35,null,null,null,null,null,null,null,null,null,null,null,null,null,null,null,null,null,null,null,null,null,null,null,null,null,null,null,null,null,null,null,null,null,null,null,null,null,null,null,null,null,null,null,null,null,null,null,null,null,null,null,null,null,null,null,null,null,null,null,null,null,"2014-01-06T22:00:00",{"$f":"\"\"","v":""},{"$f":"\"\"","v":""},{"$f":"\"\"","v":""},{"$f":"\"\"","v":""},{"$f":"\"\"","v":""},{"$f":"\"\"","v":""},{"$f":"\"\"","v":""},20,20,20,20,20,20,20]
[144,null,null,null,null,null,null,null,null,null,null,35,null,null,null,null,null,null,null,null,null,null,null,null,null,null,null,null,null,null,null,null,null,null,null,null,null,null,null,null,null,null,null,null,null,null,null,null,null,null,null,null,null,null,null,null,null,null,null,null,null,null,null,null,null,null,null,null,null,null,null,null,null,"2014-01-06T23:00:00",{"$f":"\"\"","v":""},{"$f":"\"\"","v":""},{"$f":"\"\"","v":""},{"$f":"\"\"","v":""},{"$f":"\"\"","v":""},{"$f":"\"\"","v":""},{"$f":"\"\"","v":""},20,20,20,20,20,20,20]
[145,null,null,null,null,null,null,null,null,null,null,35,null,null,null,null,null,null,null,null,null,null,null,null,null,null,null,null,null,null,null,null,null,null,null,null,null,null,null,null,null,null,null,null,null,null,null,null,null,null,null,null,null,null,null,null,null,null,null,null,null,null,null,null,null,null,null,null,null,null,null,null,null,"2014-01-07",{"$f":"\"\"","v":""},{"$f":"\"\"","v":""},{"$f":"\"\"","v":""},{"$f":"\"\"","v":""},{"$f":"\"\"","v":""},{"$f":"\"\"","v":""},{"$f":"\"\"","v":""},"","","","","","",{"$f":"\"\"","v":""}]
[146,null,null,null,null,null,null,null,null,null,null,35,null,null,null,null,null,null,null,null,null,null,null,null,null,null,null,null,null,null,null,null,null,null,null,null,null,null,null,null,null,null,null,null,null,null,null,null,null,null,null,null,null,null,null,null,null,null,null,null,null,null,null,null,null,null,null,null,null,null,null,null,null,"2014-01-07T01:00:00",{"$f":"\"\"","v":""},{"$f":"\"\"","v":""},{"$f":"\"\"","v":""},{"$f":"\"\"","v":""},{"$f":"\"\"","v":""},{"$f":"\"\"","v":""},{"$f":"\"\"","v":""},"","","","","","",{"$f":"\"\"","v":""}]
[147,null,null,null,null,null,null,null,null,null,null,35,null,null,null,null,null,null,null,null,null,null,null,null,null,null,null,null,null,null,null,null,null,null,null,null,null,null,null,null,null,null,null,null,null,null,null,null,null,null,null,null,null,null,null,null,null,null,null,null,null,null,null,null,null,null,null,null,null,null,null,null,null,"2014-01-07T02:00:00",{"$f":"\"\"","v":""},{"$f":"\"\"","v":""},{"$f":"\"\"","v":""},{"$f":"\"\"","v":""},{"$f":"\"\"","v":""},{"$f":"\"\"","v":""},{"$f":"\"\"","v":""},"","","","","","",{"$f":"\"\"","v":""}]
[148,null,null,null,null,null,null,null,null,null,null,35,null,null,null,null,null,null,null,null,null,null,null,null,null,null,null,null,null,null,null,null,null,null,null,null,null,null,null,null,null,null,null,null,null,null,null,null,null,null,null,null,null,null,null,null,null,null,null,null,null,null,null,null,null,null,null,null,null,null,null,null,null,"2014-01-07T03:00:00",{"$f":"\"\"","v":""},{"$f":"\"\"","v":""},{"$f":"\"\"","v":""},{"$f":"\"\"","v":""},{"$f":"\"\"","v":""},{"$f":"\"\"","v":""},{"$f":"\"\"","v":""},"","","","","","",{"$f":"\"\"","v":""}]
[149,null,null,null,null,null,null,null,null,null,null,35,null,null,null,null,null,null,null,null,null,null,null,null,null,null,null,null,null,null,null,null,null,null,null,null,null,null,null,null,null,null,null,null,null,null,null,null,null,null,null,null,null,null,null,null,null,null,null,null,null,null,null,null,null,null,null,null,null,null,null,null,null,"2014-01-07T04:00:00",{"$f":"\"\"","v":""},{"$f":"\"\"","v":""},{"$f":"\"\"","v":""},{"$f":"\"\"","v":""},{"$f":"\"\"","v":""},{"$f":"\"\"","v":""},{"$f":"\"\"","v":""},"","","","","","",{"$f":"\"\"","v":""}]
[150,null,null,null,null,null,null,null,null,null,null,35,null,null,null,null,null,null,null,null,null,null,null,null,null,null,null,null,null,null,null,null,null,null,null,null,null,null,null,null,null,null,null,null,null,null,null,null,null,null,null,null,null,null,null,null,null,null,null,null,null,null,null,null,null,null,null,null,null,null,null,null,null,"2014-01-07T05:00:00",{"$f":"\"\"","v":""},{"$f":"\"\"","v":""},{"$f":"\"\"","v":""},{"$f":"\"\"","v":""},{"$f":"\"\"","v":""},{"$f":"\"\"","v":""},{"$f":"\"\"","v":""},"","","","","","",{"$f":"\"\"","v":""}]
[151,null,null,null,null,null,null,null,null,null,null,35,null,null,null,null,null,null,null,null,null,null,null,null,null,null,null,null,null,null,null,null,null,null,null,null,null,null,null,null,null,null,null,null,null,null,null,null,null,null,null,null,null,null,null,null,null,null,null,null,null,null,null,null,null,null,null,null,null,null,null,null,null,"2014-01-07T06:00:00",{"$f":"\"\"","v":""},{"$f":"\"\"","v":""},{"$f":"\"\"","v":""},{"$f":"\"\"","v":""},{"$f":"\"\"","v":""},{"$f":"\"\"","v":""},{"$f":"\"\"","v":""},20,20,20,20,20,20,20]
[152,null,null,null,null,null,null,null,null,null,null,35,null,null,null,null,null,null,null,null,null,null,null,null,null,null,null,null,null,null,null,null,null,null,null,null,null,null,null,null,null,null,null,null,null,null,null,null,null,null,null,null,null,null,null,null,null,null,null,null,null,null,null,null,null,null,null,null,null,null,null,null,null,"2014-01-07T07:00:00",{"$f":"\"\"","v":""},{"$f":"\"\"","v":""},{"$f":"\"\"","v":""},{"$f":"\"\"","v":""},{"$f":"\"\"","v":""},{"$f":"\"\"","v":""},{"$f":"\"\"","v":""},20,20,20,20,20,20,20]
[153,null,null,null,null,null,null,null,null,null,null,35,null,null,null,null,null,null,null,null,null,null,null,null,null,null,null,null,null,null,null,null,null,null,null,null,null,null,null,null,null,null,null,null,null,null,null,null,null,null,null,null,null,null,null,null,null,null,null,null,null,null,null,null,null,null,null,null,null,null,null,null,null,"2014-01-07T08:00:00",{"$f":"\"\"","v":""},{"$f":"\"\"","v":""},{"$f":"\"\"","v":""},{"$f":"\"\"","v":""},{"$f":"\"\"","v":""},{"$f":"\"\"","v":""},{"$f":"\"\"","v":""},20,20,20,20,20,20,20]
[154,null,null,null,null,null,null,null,null,null,null,35,null,null,null,null,null,null,null,null,null,null,null,null,null,null,null,null,null,null,null,null,null,null,null,null,null,null,null,null,null,null,null,null,null,null,null,null,null,null,null,null,null,null,null,null,null,null,null,null,null,null,null,null,null,null,null,null,null,null,null,null,null,"2014-01-07T09:00:00",{"$f":"\"\"","v":""},{"$f":"\"\"","v":""},{"$f":"\"\"","v":""},{"$f":"\"\"","v":""},{"$f":"\"\"","v":""},{"$f":"\"\"","v":""},{"$f":"\"\"","v":""},{"$f":"CD131","v":20},20,20,20,20,20,20]
[155,null,null,null,null,null,null,null,null,null,null,35,null,null,null,null,null,null,null,null,null,null,null,null,null,null,null,null,null,null,null,null,null,null,null,null,null,null,null,null,null,null,null,null,null,null,null,null,null,null,null,null,null,null,null,null,null,null,null,null,null,null,null,null,null,null,null,null,null,null,null,null,null,"2014-01-07T10:00:00",{"$f":"\"\"","v":""},{"$f":"\"\"","v":""},{"$f":"\"\"","v":""},{"$f":"\"\"","v":""},{"$f":"\"\"","v":""},{"$f":"\"\"","v":""},{"$f":"\"\"","v":""},"","","","","","",{"$f":"\"\"","v":""}]
[156,null,null,null,null,null,null,null,null,null,null,35,null,null,null,null,null,null,null,null,null,null,null,null,null,null,null,null,null,null,null,null,null,null,null,null,null,null,null,null,null,null,null,null,null,null,null,null,null,null,null,null,null,null,null,null,null,null,null,null,null,null,null,null,null,null,null,null,null,null,null,null,null,"2014-01-07T11:00:00",{"$f":"\"\"","v":""},{"$f":"\"\"","v":""},{"$f":"\"\"","v":""},{"$f":"\"\"","v":""},{"$f":"\"\"","v":""},{"$f":"\"\"","v":""},{"$f":"\"\"","v":""},"","","","","","",{"$f":"\"\"","v":""}]
[157,null,null,null,null,null,null,null,null,null,null,35,null,null,null,null,null,null,null,null,null,null,null,null,null,null,null,null,null,null,null,null,null,null,null,null,null,null,null,null,null,null,null,null,null,null,null,null,null,null,null,null,null,null,null,null,null,null,null,null,null,null,null,null,null,null,null,null,null,null,null,null,null,"2014-01-07T12:00:00",{"$f":"\"\"","v":""},{"$f":"\"\"","v":""},{"$f":"\"\"","v":""},{"$f":"\"\"","v":""},{"$f":"\"\"","v":""},{"$f":"\"\"","v":""},{"$f":"\"\"","v":""},20,20,20,20,20,20,20]
[158,null,null,null,null,null,null,null,null,null,null,35,null,null,null,null,null,null,null,null,null,null,null,null,null,null,null,null,null,null,null,null,null,null,null,null,null,null,null,null,null,null,null,null,null,null,null,null,null,null,null,null,null,null,null,null,null,null,null,null,null,null,null,null,null,null,null,null,null,null,null,null,null,"2014-01-07T13:00:00",{"$f":"\"\"","v":""},{"$f":"\"\"","v":""},{"$f":"\"\"","v":""},{"$f":"\"\"","v":""},{"$f":"\"\"","v":""},{"$f":"\"\"","v":""},{"$f":"\"\"","v":""},20,20,20,20,20,20,20]
[159,null,null,null,null,null,null,null,null,null,null,35,null,null,null,null,null,null,null,null,null,null,null,null,null,null,null,null,null,null,null,null,null,null,null,null,null,null,null,null,null,null,null,null,null,null,null,null,null,null,null,null,null,null,null,null,null,null,null,null,null,null,null,null,null,null,null,null,null,null,null,null,null,"2014-01-07T14:00:00",{"$f":"\"\"","v":""},{"$f":"\"\"","v":""},{"$f":"\"\"","v":""},{"$f":"\"\"","v":""},{"$f":"\"\"","v":""},{"$f":"\"\"","v":""},{"$f":"\"\"","v":""},"","","","","","",{"$f":"\"\"","v":""}]
[160,null,null,null,null,null,null,null,null,null,null,35,null,null,null,null,null,null,null,null,null,null,null,null,null,null,null,null,null,null,null,null,null,null,null,null,null,null,null,null,null,null,null,null,null,null,null,null,null,null,null,null,null,null,null,null,null,null,null,null,null,null,null,null,null,null,null,null,null,null,null,null,null,"2014-01-07T15:00:00",{"$f":"\"\"","v":""},{"$f":"\"\"","v":""},{"$f":"\"\"","v":""},{"$f":"\"\"","v":""},{"$f":"\"\"","v":""},{"$f":"\"\"","v":""},{"$f":"\"\"","v":""},"","","","","","",{"$f":"\"\"","v":""}]
[161,null,null,null,null,null,null,null,null,null,null,35,null,null,null,null,null,null,null,null,null,null,null,null,null,null,null,null,null,null,null,null,null,null,null,null,null,null,null,null,null,null,null,null,null,null,null,null,null,null,null,null,null,null,null,null,null,null,null,null,null,null,null,null,null,null,null,null,null,null,null,null,null,"2014-01-07T16:00:00",{"$f":"\"\"","v":""},{"$f":"\"\"","v":""},{"$f":"\"\"","v":""},{"$f":"\"\"","v":""},{"$f":"\"\"","v":""},{"$f":"\"\"","v":""},{"$f":"\"\"","v":""},20,20,20,20,20,20,20]
[162,null,null,null,null,null,null,null,null,null,null,35,null,null,null,null,null,null,null,null,null,null,null,null,null,null,null,null,null,null,null,null,null,null,null,null,null,null,null,null,null,null,null,null,null,null,null,null,null,null,null,null,null,null,null,null,null,null,null,null,null,null,null,null,null,null,null,null,null,null,null,null,null,"2014-01-07T17:00:00",{"$f":"\"\"","v":""},{"$f":"\"\"","v":""},{"$f":"\"\"","v":""},{"$f":"\"\"","v":""},{"$f":"\"\"","v":""},{"$f":"\"\"","v":""},{"$f":"\"\"","v":""},20,20,20,20,20,20,20]
[163,null,null,null,null,null,null,null,null,null,null,35,null,null,null,null,null,null,null,null,null,null,null,null,null,null,null,null,null,null,null,null,null,null,null,null,null,null,null,null,null,null,null,null,null,null,null,null,null,null,null,null,null,null,null,null,null,null,null,null,null,null,null,null,null,null,null,null,null,null,null,null,null,"2014-01-07T18:00:00",{"$f":"\"\"","v":""},{"$f":"\"\"","v":""},{"$f":"\"\"","v":""},{"$f":"\"\"","v":""},{"$f":"\"\"","v":""},{"$f":"\"\"","v":""},{"$f":"\"\"","v":""},20,20,20,20,20,20,20]
[164,null,null,null,null,null,null,null,null,null,null,35,null,null,null,null,null,null,null,null,null,null,null,null,null,null,null,null,null,null,null,null,null,null,null,null,null,null,null,null,null,null,null,null,null,null,null,null,null,null,null,null,null,null,null,null,null,null,null,null,null,null,null,null,null,null,null,null,null,null,null,null,null,"2014-01-07T19:00:00",{"$f":"\"\"","v":""},{"$f":"\"\"","v":""},{"$f":"\"\"","v":""},{"$f":"\"\"","v":""},{"$f":"\"\"","v":""},{"$f":"\"\"","v":""},{"$f":"\"\"","v":""},20,20,20,20,20,20,20]
[165,null,null,null,null,null,null,null,null,null,null,35,null,null,null,null,null,null,null,null,null,null,null,null,null,null,null,null,null,null,null,null,null,null,null,null,null,null,null,null,null,null,null,null,null,null,null,null,null,null,null,null,null,null,null,null,null,null,null,null,null,null,null,null,null,null,null,null,null,null,null,null,null,"2014-01-07T20:00:00",{"$f":"\"\"","v":""},{"$f":"\"\"","v":""},{"$f":"\"\"","v":""},{"$f":"\"\"","v":""},{"$f":"\"\"","v":""},{"$f":"\"\"","v":""},{"$f":"\"\"","v":""},20,20,20,20,20,20,20]
[166,null,null,null,null,null,null,null,null,null,null,35,null,null,null,null,null,null,null,null,null,null,null,null,null,null,null,null,null,null,null,null,null,null,null,null,null,null,null,null,null,null,null,null,null,null,null,null,null,null,null,null,null,null,null,null,null,null,null,null,null,null,null,null,null,null,null,null,null,null,null,null,null,"2014-01-07T21:00:00",{"$f":"\"\"","v":""},{"$f":"\"\"","v":""},{"$f":"\"\"","v":""},{"$f":"\"\"","v":""},{"$f":"\"\"","v":""},{"$f":"\"\"","v":""},{"$f":"\"\"","v":""},20,20,20,20,20,20,20]
[167,null,null,null,null,null,null,null,null,null,null,35,null,null,null,null,null,null,null,null,null,null,null,null,null,null,null,null,null,null,null,null,null,null,null,null,null,null,null,null,null,null,null,null,null,null,null,null,null,null,null,null,null,null,null,null,null,null,null,null,null,null,null,null,null,null,null,null,null,null,null,null,null,"2014-01-07T22:00:00",{"$f":"\"\"","v":""},{"$f":"\"\"","v":""},{"$f":"\"\"","v":""},{"$f":"\"\"","v":""},{"$f":"\"\"","v":""},{"$f":"\"\"","v":""},{"$f":"\"\"","v":""},20,20,20,20,20,20,20]
[168,null,null,null,null,null,null,null,null,null,null,35,null,null,null,null,null,null,null,null,null,null,null,null,null,null,null,null,null,null,null,null,null,null,null,null,null,null,null,null,null,null,null,null,null,null,null,null,null,null,null,null,null,null,null,null,null,null,null,null,null,null,null,null,null,null,null,null,null,null,null,null,null,"2014-01-07T23:00:00",{"$f":"\"\"","v":""},{"$f":"\"\"","v":""},{"$f":"\"\"","v":""},{"$f":"\"\"","v":""},{"$f":"\"\"","v":""},{"$f":"\"\"","v":""},{"$f":"\"\"","v":""},20,20,20,20,20,20,20]
[169,null,null,null,null,null,null,null,null,null,null,35,null,null,null,null,null,null,null,null,null,null,null,null,null,null,null,null,null,null,null,null,null,null,null,null,null,null,null,null,null,null,null,null,null,null,null,null,null,null,null,null,null,null,null,null,null,null,null,null,null,null,null,null,null,null,null,null,null,null,null,null,null,"2014-01-08",{"$f":"\"\"","v":""},{"$f":"\"\"","v":""},{"$f":"\"\"","v":""},{"$f":"\"\"","v":""},{"$f":"\"\"","v":""},{"$f":"\"\"","v":""},{"$f":"\"\"","v":""},"","","","","","",{"$f":"\"\"","v":""}]
[170,null,null,null,null,null,null,null,null,null,null,35,null,null,null,null,null,null,null,null,null,null,null,null,null,null,null,null,null,null,null,null,null,null,null,null,null,null,null,null,null,null,null,null,null,null,null,null,null,null,null,null,null,null,null,null,null,null,null,null,null,null,null,null,null,null,null,null,null,null,null,null,null,"2014-01-08T01:00:00",{"$f":"\"\"","v":""},{"$f":"\"\"","v":""},{"$f":"\"\"","v":""},{"$f":"\"\"","v":""},{"$f":"\"\"","v":""},{"$f":"\"\"","v":""},{"$f":"\"\"","v":""},{"$f":"CD147","v":""},"","","","","",{"$f":"\"\"","v":""}]
[171,null,null,null,null,null,null,null,null,null,null,35,null,null,null,null,null,null,null,null,null,null,null,null,null,null,null,null,null,null,null,null,null,null,null,null,null,null,null,null,null,null,null,null,null,null,null,null,null,null,null,null,null,null,null,null,null,null,null,null,null,null,null,null,null,null,null,null,null,null,null,null,null,"2014-01-08T02:00:00",{"$f":"\"\"","v":""},{"$f":"\"\"","v":""},{"$f":"\"\"","v":""},{"$f":"\"\"","v":""},{"$f":"\"\"","v":""},{"$f":"\"\"","v":""},{"$f":"\"\"","v":""},"","","","","","",{"$f":"\"\"","v":""}]
[172,null,null,null,null,null,null,null,null,null,null,35,null,null,null,null,null,null,null,null,null,null,null,null,null,null,null,null,null,null,null,null,null,null,null,null,null,null,null,null,null,null,null,null,null,null,null,null,null,null,null,null,null,null,null,null,null,null,null,null,null,null,null,null,null,null,null,null,null,null,null,null,null,"2014-01-08T03:00:00",{"$f":"\"\"","v":""},{"$f":"\"\"","v":""},{"$f":"\"\"","v":""},{"$f":"\"\"","v":""},{"$f":"\"\"","v":""},{"$f":"\"\"","v":""},{"$f":"\"\"","v":""},"","","","","","",{"$f":"\"\"","v":""}]
[173,null,null,null,null,null,null,null,null,null,null,35,null,null,null,null,null,null,null,null,null,null,null,null,null,null,null,null,null,null,null,null,null,null,null,null,null,null,null,null,null,null,null,null,null,null,null,null,null,null,null,null,null,null,null,null,null,null,null,null,null,null,null,null,null,null,null,null,null,null,null,null,null,"2014-01-08T04:00:00",{"$f":"\"\"","v":""},{"$f":"\"\"","v":""},{"$f":"\"\"","v":""},{"$f":"\"\"","v":""},{"$f":"\"\"","v":""},{"$f":"\"\"","v":""},{"$f":"\"\"","v":""},"","","","","","",{"$f":"\"\"","v":""}]
[174,null,null,null,null,null,null,null,null,null,null,35,null,null,null,null,null,null,null,null,null,null,null,null,null,null,null,null,null,null,null,null,null,null,null,null,null,null,null,null,null,null,null,null,null,null,null,null,null,null,null,null,null,null,null,null,null,null,null,null,null,null,null,null,null,null,null,null,null,null,null,null,null,"2014-01-08T05:00:00",{"$f":"\"\"","v":""},{"$f":"\"\"","v":""},{"$f":"\"\"","v":""},{"$f":"\"\"","v":""},{"$f":"\"\"","v":""},{"$f":"\"\"","v":""},{"$f":"\"\"","v":""},"","","","","","",{"$f":"\"\"","v":""}]
[175,null,null,null,null,null,null,null,null,null,null,35,null,null,null,null,null,null,null,null,null,null,null,null,null,null,null,null,null,null,null,null,null,null,null,null,null,null,null,null,null,null,null,null,null,null,null,null,null,null,null,null,null,null,null,null,null,null,null,null,null,null,null,null,null,null,null,null,null,null,null,null,null,"2014-01-08T06:00:00",{"$f":"\"\"","v":""},{"$f":"\"\"","v":""},{"$f":"\"\"","v":""},{"$f":"\"\"","v":""},{"$f":"\"\"","v":""},{"$f":"\"\"","v":""},{"$f":"\"\"","v":""},20,20,20,20,20,20,20]
[176,null,null,null,null,null,null,null,null,null,null,35,null,null,null,null,null,null,null,null,null,null,null,null,null,null,null,null,null,null,null,null,null,null,null,null,null,null,null,null,null,null,null,null,null,null,null,null,null,null,null,null,null,null,null,null,null,null,null,null,null,null,null,null,null,null,null,null,null,null,null,null,null,"2014-01-08T07:00:00",{"$f":"\"\"","v":""},{"$f":"\"\"","v":""},{"$f":"\"\"","v":""},{"$f":"\"\"","v":""},{"$f":"\"\"","v":""},{"$f":"\"\"","v":""},{"$f":"\"\"","v":""},20,20,20,20,20,20,20]
[177,null,null,null,null,null,null,null,null,null,null,35,null,null,null,null,null,null,null,null,null,null,null,null,null,null,null,null,null,null,null,null,null,null,null,null,null,null,null,null,null,null,null,null,null,null,null,null,null,null,null,null,null,null,null,null,null,null,null,null,null,null,null,null,null,null,null,null,null,null,null,null,null,"2014-01-08T08:00:00",{"$f":"\"\"","v":""},{"$f":"\"\"","v":""},{"$f":"\"\"","v":""},{"$f":"\"\"","v":""},{"$f":"\"\"","v":""},{"$f":"\"\"","v":""},{"$f":"\"\"","v":""},20,20,20,20,20,20,20]
[178,null,null,null,null,null,null,null,null,null,null,35,null,null,null,null,null,null,null,null,null,null,null,null,null,null,null,null,null,null,null,null,null,null,null,null,null,null,null,null,null,null,null,null,null,null,null,null,null,null,null,null,null,null,null,null,null,null,null,null,null,null,null,null,null,null,null,null,null,null,null,null,null,"2014-01-08T09:00:00",{"$f":"\"\"","v":""},{"$f":"\"\"","v":""},{"$f":"\"\"","v":""},{"$f":"\"\"","v":""},{"$f":"\"\"","v":""},{"$f":"\"\"","v":""},{"$f":"\"\"","v":""},20,20,20,20,20,20,20]
[179,null,null,null,null,null,null,null,null,null,null,35,null,null,null,null,null,null,null,null,null,null,null,null,null,null,null,null,null,null,null,null,null,null,null,null,null,null,null,null,null,null,null,null,null,null,null,null,null,null,null,null,null,null,null,null,null,null,null,null,null,null,null,null,null,null,null,null,null,null,null,null,null,"2014-01-08T10:00:00",{"$f":"\"\"","v":""},{"$f":"\"\"","v":""},{"$f":"\"\"","v":""},{"$f":"\"\"","v":""},{"$f":"\"\"","v":""},{"$f":"\"\"","v":""},{"$f":"\"\"","v":""},"","","","","","",{"$f":"\"\"","v":""}]
[180,null,null,null,null,null,null,null,null,null,null,35,null,null,null,null,null,null,null,null,null,null,null,null,null,null,null,null,null,null,null,null,null,null,null,null,null,null,null,null,null,null,null,null,null,null,null,null,null,null,null,null,null,null,null,null,null,null,null,null,null,null,null,null,null,null,null,null,null,null,null,null,null,"2014-01-08T11:00:00",{"$f":"\"\"","v":""},{"$f":"\"\"","v":""},{"$f":"\"\"","v":""},{"$f":"\"\"","v":""},{"$f":"\"\"","v":""},{"$f":"\"\"","v":""},{"$f":"\"\"","v":""},"","","","","","",{"$f":"\"\"","v":""}]
[181,null,null,null,null,null,null,null,null,null,null,35,null,null,null,null,null,null,null,null,null,null,null,null,null,null,null,null,null,null,null,null,null,null,null,null,null,null,null,null,null,null,null,null,null,null,null,null,null,null,null,null,null,null,null,null,null,null,null,null,null,null,null,null,null,null,null,null,null,null,null,null,null,"2014-01-08T12:00:00",{"$f":"\"\"","v":""},{"$f":"\"\"","v":""},{"$f":"\"\"","v":""},{"$f":"\"\"","v":""},{"$f":"\"\"","v":""},{"$f":"\"\"","v":""},{"$f":"\"\"","v":""},20,20,20,20,20,20,20]
[182,null,null,null,null,null,null,null,null,null,null,35,null,null,null,null,null,null,null,null,null,null,null,null,null,null,null,null,null,null,null,null,null,null,null,null,null,null,null,null,null,null,null,null,null,null,null,null,null,null,null,null,null,null,null,null,null,null,null,null,null,null,null,null,null,null,null,null,null,null,null,null,null,"2014-01-08T13:00:00",{"$f":"\"\"","v":""},{"$f":"\"\"","v":""},{"$f":"\"\"","v":""},{"$f":"\"\"","v":""},{"$f":"\"\"","v":""},{"$f":"\"\"","v":""},{"$f":"\"\"","v":""},20,20,20,20,20,20,20]
[183,null,null,null,null,null,null,null,null,null,null,35,null,null,null,null,null,null,null,null,null,null,null,null,null,null,null,null,null,null,null,null,null,null,null,null,null,null,null,null,null,null,null,null,null,null,null,null,null,null,null,null,null,null,null,null,null,null,null,null,null,null,null,null,null,null,null,null,null,null,null,null,null,"2014-01-08T14:00:00",{"$f":"\"\"","v":""},{"$f":"\"\"","v":""},{"$f":"\"\"","v":""},{"$f":"\"\"","v":""},{"$f":"\"\"","v":""},{"$f":"\"\"","v":""},{"$f":"\"\"","v":""},"","","","","","",{"$f":"\"\"","v":""}]
[184,null,null,null,null,null,null,null,null,null,null,35,null,null,null,null,null,null,null,null,null,null,null,null,null,null,null,null,null,null,null,null,null,null,null,null,null,null,null,null,null,null,null,null,null,null,null,null,null,null,null,null,null,null,null,null,null,null,null,null,null,null,null,null,null,null,null,null,null,null,null,null,null,"2014-01-08T15:00:00",{"$f":"\"\"","v":""},{"$f":"\"\"","v":""},{"$f":"\"\"","v":""},{"$f":"\"\"","v":""},{"$f":"\"\"","v":""},{"$f":"\"\"","v":""},{"$f":"\"\"","v":""},"","","","","","",{"$f":"\"\"","v":""}]
[185,null,null,null,null,null,null,null,null,null,null,35,null,null,null,null,null,null,null,null,null,null,null,null,null,null,null,null,null,null,null,null,null,null,null,null,null,null,null,null,null,null,null,null,null,null,null,null,null,null,null,null,null,null,null,null,null,null,null,null,null,null,null,null,null,null,null,null,null,null,null,null,null,"2014-01-08T16:00:00",{"$f":"\"\"","v":""},{"$f":"\"\"","v":""},{"$f":"\"\"","v":""},{"$f":"\"\"","v":""},{"$f":"\"\"","v":""},{"$f":"\"\"","v":""},{"$f":"\"\"","v":""},20,20,20,20,20,20,20]
[186,null,null,null,null,null,null,null,null,null,null,35,null,null,null,null,null,null,null,null,null,null,null,null,null,null,null,null,null,null,null,null,null,null,null,null,null,null,null,null,null,null,null,null,null,null,null,null,null,null,null,null,null,null,null,null,null,null,null,null,null,null,null,null,null,null,null,null,null,null,null,null,null,"2014-01-08T17:00:00",{"$f":"\"\"","v":""},{"$f":"\"\"","v":""},{"$f":"\"\"","v":""},{"$f":"\"\"","v":""},{"$f":"\"\"","v":""},{"$f":"\"\"","v":""},{"$f":"\"\"","v":""},{"$f":"CD163","v":20},20,20,20,20,20,20]
[187,null,null,null,null,null,null,null,null,null,null,35,null,null,null,null,null,null,null,null,null,null,null,null,null,null,null,null,null,null,null,null,null,null,null,null,null,null,null,null,null,null,null,null,null,null,null,null,null,null,null,null,null,null,null,null,null,null,null,null,null,null,null,null,null,null,null,null,null,null,null,null,null,"2014-01-08T18:00:00",{"$f":"\"\"","v":""},{"$f":"\"\"","v":""},{"$f":"\"\"","v":""},{"$f":"\"\"","v":""},{"$f":"\"\"","v":""},{"$f":"\"\"","v":""},{"$f":"\"\"","v":""},20,20,20,20,20,20,20]
[188,null,null,null,null,null,null,null,null,null,null,35,null,null,null,null,null,null,null,null,null,null,null,null,null,null,null,null,null,null,null,null,null,null,null,null,null,null,null,null,null,null,null,null,null,null,null,null,null,null,null,null,null,null,null,null,null,null,null,null,null,null,null,null,null,null,null,null,null,null,null,null,null,"2014-01-08T19:00:00",{"$f":"\"\"","v":""},{"$f":"\"\"","v":""},{"$f":"\"\"","v":""},{"$f":"\"\"","v":""},{"$f":"\"\"","v":""},{"$f":"\"\"","v":""},{"$f":"\"\"","v":""},20,20,20,20,20,20,20]
[189,null,null,null,null,null,null,null,null,null,null,35,null,null,null,null,null,null,null,null,null,null,null,null,null,null,null,null,null,null,null,null,null,null,null,null,null,null,null,null,null,null,null,null,null,null,null,null,null,null,null,null,null,null,null,null,null,null,null,null,null,null,null,null,null,null,null,null,null,null,null,null,null,"2014-01-08T20:00:00",{"$f":"\"\"","v":""},{"$f":"\"\"","v":""},{"$f":"\"\"","v":""},{"$f":"\"\"","v":""},{"$f":"\"\"","v":""},{"$f":"\"\"","v":""},{"$f":"\"\"","v":""},20,20,20,20,20,20,20]
[190,null,null,null,null,null,null,null,null,null,null,35,null,null,null,null,null,null,null,null,null,null,null,null,null,null,null,null,null,null,null,null,null,null,null,null,null,null,null,null,null,null,null,null,null,null,null,null,null,null,null,null,null,null,null,null,null,null,null,null,null,null,null,null,null,null,null,null,null,null,null,null,null,"2014-01-08T21:00:00",{"$f":"\"\"","v":""},{"$f":"\"\"","v":""},{"$f":"\"\"","v":""},{"$f":"\"\"","v":""},{"$f":"\"\"","v":""},{"$f":"\"\"","v":""},{"$f":"\"\"","v":""},20,20,20,20,20,20,20]
[191,null,null,null,null,null,null,null,null,null,null,35,null,null,null,null,null,null,null,null,null,null,null,null,null,null,null,null,null,null,null,null,null,null,null,null,null,null,null,null,null,null,null,null,null,null,null,null,null,null,null,null,null,null,null,null,null,null,null,null,null,null,null,null,null,null,null,null,null,null,null,null,null,"2014-01-08T22:00:00",{"$f":"\"\"","v":""},{"$f":"\"\"","v":""},{"$f":"\"\"","v":""},{"$f":"\"\"","v":""},{"$f":"\"\"","v":""},{"$f":"\"\"","v":""},{"$f":"\"\"","v":""},20,20,20,20,20,20,20]
[192,null,null,null,null,null,null,null,null,null,null,35,null,null,null,null,null,null,null,null,null,null,null,null,null,null,null,null,null,null,null,null,null,null,null,null,null,null,null,null,null,null,null,null,null,null,null,null,null,null,null,null,null,null,null,null,null,null,null,null,null,null,null,null,null,null,null,null,null,null,null,null,null,"2014-01-08T23:00:00",{"$f":"\"\"","v":""},{"$f":"\"\"","v":""},{"$f":"\"\"","v":""},{"$f":"\"\"","v":""},{"$f":"\"\"","v":""},{"$f":"\"\"","v":""},{"$f":"\"\"","v":""},20,20,20,20,20,20,20]
[193,null,null,null,null,null,null,null,null,null,null,35,null,null,null,null,null,null,null,null,null,null,null,null,null,null,null,null,null,null,null,null,null,null,null,null,null,null,null,null,null,null,null,null,null,null,null,null,null,null,null,null,null,null,null,null,null,null,null,null,null,null,null,null,null,null,null,null,null,null,null,null,null,"2014-01-09",{"$f":"\"\"","v":""},{"$f":"\"\"","v":""},{"$f":"\"\"","v":""},{"$f":"\"\"","v":""},{"$f":"\"\"","v":""},{"$f":"\"\"","v":""},{"$f":"\"\"","v":""},"","","","","","",{"$f":"\"\"","v":""}]
[194,null,null,null,null,null,null,null,null,null,null,35,null,null,null,null,null,null,null,null,null,null,null,null,null,null,null,null,null,null,null,null,null,null,null,null,null,null,null,null,null,null,null,null,null,null,null,null,null,null,null,null,null,null,null,null,null,null,null,null,null,null,null,null,null,null,null,null,null,null,null,null,null,"2014-01-09T01:00:00",{"$f":"\"\"","v":""},{"$f":"\"\"","v":""},{"$f":"\"\"","v":""},{"$f":"\"\"","v":""},{"$f":"\"\"","v":""},{"$f":"\"\"","v":""},{"$f":"\"\"","v":""},"","","","","","",{"$f":"\"\"","v":""}]
[195,null,null,null,null,null,null,null,null,null,null,35,null,null,null,null,null,null,null,null,null,null,null,null,null,null,null,null,null,null,null,null,null,null,null,null,null,null,null,null,null,null,null,null,null,null,null,null,null,null,null,null,null,null,null,null,null,null,null,null,null,null,null,null,null,null,null,null,null,null,null,null,null,"2014-01-09T02:00:00",{"$f":"\"\"","v":""},{"$f":"\"\"","v":""},{"$f":"\"\"","v":""},{"$f":"\"\"","v":""},{"$f":"\"\"","v":""},{"$f":"\"\"","v":""},{"$f":"\"\"","v":""},"","","","","","",{"$f":"\"\"","v":""}]
[196,null,null,null,null,null,null,null,null,null,null,35,null,null,null,null,null,null,null,null,null,null,null,null,null,null,null,null,null,null,null,null,null,null,null,null,null,null,null,null,null,null,null,null,null,null,null,null,null,null,null,null,null,null,null,null,null,null,null,null,null,null,null,null,null,null,null,null,null,null,null,null,null,{"$f":"BV196+1/24","v":"2014-01-09T03:00:00"},{"$f":"\"\"","v":""},{"$f":"\"\"","v":""},{"$f":"\"\"","v":""},{"$f":"\"\"","v":""},{"$f":"\"\"","v":""},{"$f":"\"\"","v":""},{"$f":"\"\"","v":""},"","","","","","",{"$f":"\"\"","v":""}]
[197,null,null,null,null,null,null,null,null,null,null,35,null,null,null,null,null,null,null,null,null,null,null,null,null,null,null,null,null,null,null,null,null,null,null,null,null,null,null,null,null,null,null,null,null,null,null,null,null,null,null,null,null,null,null,null,null,null,null,null,null,null,null,null,null,null,null,null,null,null,null,null,null,"2014-01-09T04:00:00",{"$f":"\"\"","v":""},{"$f":"\"\"","v":""},{"$f":"\"\"","v":""},{"$f":"\"\"","v":""},{"$f":"\"\"","v":""},{"$f":"\"\"","v":""},{"$f":"\"\"","v":""},"","","","","","",{"$f":"\"\"","v":""}]
[198,null,null,null,null,null,null,null,null,null,null,35,null,null,null,null,null,null,null,null,null,null,null,null,null,null,null,null,null,null,null,null,null,null,null,null,null,null,null,null,null,null,null,null,null,null,null,null,null,null,null,null,null,null,null,null,null,null,null,null,null,null,null,null,null,null,null,null,null,null,null,null,null,"2014-01-09T05:00:00",{"$f":"\"\"","v":""},{"$f":"\"\"","v":""},{"$f":"\"\"","v":""},{"$f":"\"\"","v":""},{"$f":"\"\"","v":""},{"$f":"\"\"","v":""},{"$f":"\"\"","v":""},"","","","","","",{"$f":"\"\"","v":""}]
[199,null,null,null,null,null,null,null,null,null,null,35,null,null,null,null,null,null,null,null,null,null,null,null,null,null,null,null,null,null,null,null,null,null,null,null,null,null,null,null,null,null,null,null,null,null,null,null,null,null,null,null,null,null,null,null,null,null,null,null,null,null,null,null,null,null,null,null,null,null,null,null,null,"2014-01-09T06:00:00",{"$f":"\"\"","v":""},{"$f":"\"\"","v":""},{"$f":"\"\"","v":""},{"$f":"\"\"","v":""},{"$f":"\"\"","v":""},{"$f":"\"\"","v":""},{"$f":"\"\"","v":""},20,20,20,20,20,20,20]
[200,null,null,null,null,null,null,null,null,null,null,35,null,null,null,null,null,null,null,null,null,null,null,null,null,null,null,null,null,null,null,null,null,null,null,null,null,null,null,null,null,null,null,null,null,null,null,null,null,null,null,null,null,null,null,null,null,null,null,null,null,null,null,null,null,null,null,null,null,null,null,null,null,"2014-01-09T07:00:00",{"$f":"\"\"","v":""},{"$f":"\"\"","v":""},{"$f":"\"\"","v":""},{"$f":"\"\"","v":""},{"$f":"\"\"","v":""},{"$f":"\"\"","v":""},{"$f":"\"\"","v":""},20,20,20,20,20,20,20]
[201,null,null,null,null,null,null,null,null,null,null,35,null,null,null,null,null,null,null,null,null,null,null,null,null,null,null,null,null,null,null,null,null,null,null,null,null,null,null,null,null,null,null,null,null,null,null,null,null,null,null,null,null,null,null,null,null,null,null,null,null,null,null,null,null,null,null,null,null,null,null,null,null,"2014-01-09T08:00:00",{"$f":"\"\"","v":""},{"$f":"\"\"","v":""},{"$f":"\"\"","v":""},{"$f":"\"\"","v":""},{"$f":"\"\"","v":""},{"$f":"\"\"","v":""},{"$f":"\"\"","v":""},20,20,20,20,20,20,20]
[202,null,null,null,null,null,null,null,null,null,null,35,null,null,null,null,null,null,null,null,null,null,null,null,null,null,null,null,null,null,null,null,null,null,null,null,null,null,null,null,null,null,null,null,null,null,null,null,null,null,null,null,null,null,null,null,null,null,null,null,null,null,null,null,null,null,null,null,null,null,null,null,null,"2014-01-09T09:00:00",{"$f":"\"\"","v":""},{"$f":"\"\"","v":""},{"$f":"\"\"","v":""},{"$f":"\"\"","v":""},{"$f":"\"\"","v":""},{"$f":"\"\"","v":""},{"$f":"\"\"","v":""},{"$f":"CD179","v":20},20,20,20,20,20,20]
[203,null,null,null,null,null,null,null,null,null,null,35,null,null,null,null,null,null,null,null,null,null,null,null,null,null,null,null,null,null,null,null,null,null,null,null,null,null,null,null,null,null,null,null,null,null,null,null,null,null,null,null,null,null,null,null,null,null,null,null,null,null,null,null,null,null,null,null,null,null,null,null,null,"2014-01-09T10:00:00",{"$f":"\"\"","v":""},{"$f":"\"\"","v":""},{"$f":"\"\"","v":""},{"$f":"\"\"","v":""},{"$f":"\"\"","v":""},{"$f":"\"\"","v":""},{"$f":"\"\"","v":""},"","","","","","",{"$f":"\"\"","v":""}]
[204,null,null,null,null,null,null,null,null,null,null,35,null,null,null,null,null,null,null,null,null,null,null,null,null,null,null,null,null,null,null,null,null,null,null,null,null,null,null,null,null,null,null,null,null,null,null,null,null,null,null,null,null,null,null,null,null,null,null,null,null,null,null,null,null,null,null,null,null,null,null,null,null,"2014-01-09T11:00:00",{"$f":"\"\"","v":""},{"$f":"\"\"","v":""},{"$f":"\"\"","v":""},{"$f":"\"\"","v":""},{"$f":"\"\"","v":""},{"$f":"\"\"","v":""},{"$f":"\"\"","v":""},"","","","","","",{"$f":"\"\"","v":""}]
[205,null,null,null,null,null,null,null,null,null,null,35,null,null,null,null,null,null,null,null,null,null,null,null,null,null,null,null,null,null,null,null,null,null,null,null,null,null,null,null,null,null,null,null,null,null,null,null,null,null,null,null,null,null,null,null,null,null,null,null,null,null,null,null,null,null,null,null,null,null,null,null,null,"2014-01-09T12:00:00",{"$f":"\"\"","v":""},{"$f":"\"\"","v":""},{"$f":"\"\"","v":""},{"$f":"\"\"","v":""},{"$f":"\"\"","v":""},{"$f":"\"\"","v":""},{"$f":"\"\"","v":""},20,20,20,20,20,20,20]
[206,null,null,null,null,null,null,null,null,null,null,35,null,null,null,null,null,null,null,null,null,null,null,null,null,null,null,null,null,null,null,null,null,null,null,null,null,null,null,null,null,null,null,null,null,null,null,null,null,null,null,null,null,null,null,null,null,null,null,null,null,null,null,null,null,null,null,null,null,null,null,null,null,"2014-01-09T13:00:00",{"$f":"\"\"","v":""},{"$f":"\"\"","v":""},{"$f":"\"\"","v":""},{"$f":"\"\"","v":""},{"$f":"\"\"","v":""},{"$f":"\"\"","v":""},{"$f":"\"\"","v":""},20,20,20,20,20,20,20]
[207,null,null,null,null,null,null,null,null,null,null,35,null,null,null,null,null,null,null,null,null,null,null,null,null,null,null,null,null,null,null,null,null,null,null,null,null,null,null,null,null,null,null,null,null,null,null,null,null,null,null,null,null,null,null,null,null,null,null,null,null,null,null,null,null,null,null,null,null,null,null,null,null,"2014-01-09T14:00:00",{"$f":"\"\"","v":""},{"$f":"\"\"","v":""},{"$f":"\"\"","v":""},{"$f":"\"\"","v":""},{"$f":"\"\"","v":""},{"$f":"\"\"","v":""},{"$f":"\"\"","v":""},"","","","","","",{"$f":"\"\"","v":""}]
[208,null,null,null,null,null,null,null,null,null,null,35,null,null,null,null,null,null,null,null,null,null,null,null,null,null,null,null,null,null,null,null,null,null,null,null,null,null,null,null,null,null,null,null,null,null,null,null,null,null,null,null,null,null,null,null,null,null,null,null,null,null,null,null,null,null,null,null,null,null,null,null,null,"2014-01-09T15:00:00",{"$f":"\"\"","v":""},{"$f":"\"\"","v":""},{"$f":"\"\"","v":""},{"$f":"\"\"","v":""},{"$f":"\"\"","v":""},{"$f":"\"\"","v":""},{"$f":"\"\"","v":""},"","","","","","",{"$f":"\"\"","v":""}]
[209,null,null,null,null,null,null,null,null,null,null,35,null,null,null,null,null,null,null,null,null,null,null,null,null,null,null,null,null,null,null,null,null,null,null,null,null,null,null,null,null,null,null,null,null,null,null,null,null,null,null,null,null,null,null,null,null,null,null,null,null,null,null,null,null,null,null,null,null,null,null,null,null,"2014-01-09T16:00:00",{"$f":"\"\"","v":""},{"$f":"\"\"","v":""},{"$f":"\"\"","v":""},{"$f":"\"\"","v":""},{"$f":"\"\"","v":""},{"$f":"\"\"","v":""},{"$f":"\"\"","v":""},20,20,20,20,20,20,20]
[210,null,null,null,null,null,null,null,null,null,null,35,null,null,null,null,null,null,null,null,null,null,null,null,null,null,null,null,null,null,null,null,null,null,null,null,null,null,null,null,null,null,null,null,null,null,null,null,null,null,null,null,null,null,null,null,null,null,null,null,null,null,null,null,null,null,null,null,null,null,null,null,null,"2014-01-09T17:00:00",{"$f":"\"\"","v":""},{"$f":"\"\"","v":""},{"$f":"\"\"","v":""},{"$f":"\"\"","v":""},{"$f":"\"\"","v":""},{"$f":"\"\"","v":""},{"$f":"\"\"","v":""},20,20,20,20,20,20,20]
[211,null,null,null,null,null,null,null,null,null,null,35,null,null,null,null,null,null,null,null,null,null,null,null,null,null,null,null,null,null,null,null,null,null,null,null,null,null,null,null,null,null,null,null,null,null,null,null,null,null,null,null,null,null,null,null,null,null,null,null,null,null,null,null,null,null,null,null,null,null,null,null,null,"2014-01-09T18:00:00",{"$f":"\"\"","v":""},{"$f":"\"\"","v":""},{"$f":"\"\"","v":""},{"$f":"\"\"","v":""},{"$f":"\"\"","v":""},{"$f":"\"\"","v":""},{"$f":"\"\"","v":""},20,20,20,20,20,20,20]
[212,null,null,null,null,null,null,null,null,null,null,35,null,null,null,null,null,null,null,null,null,null,null,null,null,null,null,null,null,null,null,null,null,null,null,null,null,null,null,null,null,null,null,null,null,null,null,null,null,null,null,null,null,null,null,null,null,null,null,null,null,null,null,null,null,null,null,null,null,null,null,null,null,"2014-01-09T19:00:00",{"$f":"\"\"","v":""},{"$f":"\"\"","v":""},{"$f":"\"\"","v":""},{"$f":"\"\"","v":""},{"$f":"\"\"","v":""},{"$f":"\"\"","v":""},{"$f":"\"\"","v":""},20,20,20,20,20,20,20]
[213,null,null,null,null,null,null,null,null,null,null,35,null,null,null,null,null,null,null,null,null,null,null,null,null,null,null,null,null,null,null,null,null,null,null,null,null,null,null,null,null,null,null,null,null,null,null,null,null,null,null,null,null,null,null,null,null,null,null,null,null,null,null,null,null,null,null,null,null,null,null,null,null,"2014-01-09T20:00:00",{"$f":"\"\"","v":""},{"$f":"\"\"","v":""},{"$f":"\"\"","v":""},{"$f":"\"\"","v":""},{"$f":"\"\"","v":""},{"$f":"\"\"","v":""},{"$f":"\"\"","v":""},20,20,20,20,20,20,20]
[214,null,null,null,null,null,null,null,null,null,null,35,null,null,null,null,null,null,null,null,null,null,null,null,null,null,null,null,null,null,null,null,null,null,null,null,null,null,null,null,null,null,null,null,null,null,null,null,null,null,null,null,null,null,null,null,null,null,null,null,null,null,null,null,null,null,null,null,null,null,null,null,null,"2014-01-09T21:00:00",{"$f":"\"\"","v":""},{"$f":"\"\"","v":""},{"$f":"\"\"","v":""},{"$f":"\"\"","v":""},{"$f":"\"\"","v":""},{"$f":"\"\"","v":""},{"$f":"\"\"","v":""},20,20,20,20,20,20,20]
[215,null,null,null,null,null,null,null,null,null,null,35,null,null,null,null,null,null,null,null,null,null,null,null,null,null,null,null,null,null,null,null,null,null,null,null,null,null,null,null,null,null,null,null,null,null,null,null,null,null,null,null,null,null,null,null,null,null,null,null,null,null,null,null,null,null,null,null,null,null,null,null,null,"2014-01-09T22:00:00",{"$f":"\"\"","v":""},{"$f":"\"\"","v":""},{"$f":"\"\"","v":""},{"$f":"\"\"","v":""},{"$f":"\"\"","v":""},{"$f":"\"\"","v":""},{"$f":"\"\"","v":""},20,20,20,20,20,20,20]
[216,null,null,null,null,null,null,null,null,null,null,35,null,null,null,null,null,null,null,null,null,null,null,null,null,null,null,null,null,null,null,null,null,null,null,null,null,null,null,null,null,null,null,null,null,null,null,null,null,null,null,null,null,null,null,null,null,null,null,null,null,null,null,null,null,null,null,null,null,null,null,null,null,"2014-01-09T23:00:00",{"$f":"\"\"","v":""},{"$f":"\"\"","v":""},{"$f":"\"\"","v":""},{"$f":"\"\"","v":""},{"$f":"\"\"","v":""},{"$f":"\"\"","v":""},{"$f":"\"\"","v":""},20,20,20,20,20,20,20]
[217,null,null,null,null,null,null,null,null,null,null,35,null,null,null,null,null,null,null,null,null,null,null,null,null,null,null,null,null,null,null,null,null,null,null,null,null,null,null,null,null,null,null,null,null,null,null,null,null,null,null,null,null,null,null,null,null,null,null,null,null,null,null,null,null,null,null,null,null,null,null,null,null,"2014-01-10",{"$f":"\"\"","v":""},{"$f":"\"\"","v":""},{"$f":"\"\"","v":""},{"$f":"\"\"","v":""},{"$f":"\"\"","v":""},{"$f":"\"\"","v":""},{"$f":"\"\"","v":""},"","","","","","",{"$f":"\"\"","v":""}]
[218,null,null,null,null,null,null,null,null,null,null,35,null,null,null,null,null,null,null,null,null,null,null,null,null,null,null,null,null,null,null,null,null,null,null,null,null,null,null,null,null,null,null,null,null,null,null,null,null,null,null,null,null,null,null,null,null,null,null,null,null,null,null,null,null,null,null,null,null,null,null,null,null,"2014-01-10T01:00:00",{"$f":"\"\"","v":""},{"$f":"\"\"","v":""},{"$f":"\"\"","v":""},{"$f":"\"\"","v":""},{"$f":"\"\"","v":""},{"$f":"\"\"","v":""},{"$f":"\"\"","v":""},{"$f":"CD195","v":""},"","","","","",{"$f":"\"\"","v":""}]
[219,null,null,null,null,null,null,null,null,null,null,35,null,null,null,null,null,null,null,null,null,null,null,null,null,null,null,null,null,null,null,null,null,null,null,null,null,null,null,null,null,null,null,null,null,null,null,null,null,null,null,null,null,null,null,null,null,null,null,null,null,null,null,null,null,null,null,null,null,null,null,null,null,"2014-01-10T02:00:00",{"$f":"\"\"","v":""},{"$f":"\"\"","v":""},{"$f":"\"\"","v":""},{"$f":"\"\"","v":""},{"$f":"\"\"","v":""},{"$f":"\"\"","v":""},{"$f":"\"\"","v":""},"","","","","","",{"$f":"\"\"","v":""}]
[220,null,null,null,null,null,null,null,null,null,null,35,null,null,null,null,null,null,null,null,null,null,null,null,null,null,null,null,null,null,null,null,null,null,null,null,null,null,null,null,null,null,null,null,null,null,null,null,null,null,null,null,null,null,null,null,null,null,null,null,null,null,null,null,null,null,null,null,null,null,null,null,null,"2014-01-10T03:00:00",{"$f":"\"\"","v":""},{"$f":"\"\"","v":""},{"$f":"\"\"","v":""},{"$f":"\"\"","v":""},{"$f":"\"\"","v":""},{"$f":"\"\"","v":""},{"$f":"\"\"","v":""},"","","","","","",{"$f":"\"\"","v":""}]
[221,null,null,null,null,null,null,null,null,null,null,35,null,null,null,null,null,null,null,null,null,null,null,null,null,null,null,null,null,null,null,null,null,null,null,null,null,null,null,null,null,null,null,null,null,null,null,null,null,null,null,null,null,null,null,null,null,null,null,null,null,null,null,null,null,null,null,null,null,null,null,null,null,"2014-01-10T04:00:00",{"$f":"\"\"","v":""},{"$f":"\"\"","v":""},{"$f":"\"\"","v":""},{"$f":"\"\"","v":""},{"$f":"\"\"","v":""},{"$f":"\"\"","v":""},{"$f":"\"\"","v":""},"","","","","","",{"$f":"\"\"","v":""}]
[222,null,null,null,null,null,null,null,null,null,null,35,null,null,null,null,null,null,null,null,null,null,null,null,null,null,null,null,null,null,null,null,null,null,null,null,null,null,null,null,null,null,null,null,null,null,null,null,null,null,null,null,null,null,null,null,null,null,null,null,null,null,null,null,null,null,null,null,null,null,null,null,null,"2014-01-10T05:00:00",{"$f":"\"\"","v":""},{"$f":"\"\"","v":""},{"$f":"\"\"","v":""},{"$f":"\"\"","v":""},{"$f":"\"\"","v":""},{"$f":"\"\"","v":""},{"$f":"\"\"","v":""},"","","","","","",{"$f":"\"\"","v":""}]
[223,null,null,null,null,null,null,null,null,null,null,35,null,null,null,null,null,null,null,null,null,null,null,null,null,null,null,null,null,null,null,null,null,null,null,null,null,null,null,null,null,null,null,null,null,null,null,null,null,null,null,null,null,null,null,null,null,null,null,null,null,null,null,null,null,null,null,null,null,null,null,null,null,"2014-01-10T06:00:00",{"$f":"\"\"","v":""},{"$f":"\"\"","v":""},{"$f":"\"\"","v":""},{"$f":"\"\"","v":""},{"$f":"\"\"","v":""},{"$f":"\"\"","v":""},{"$f":"\"\"","v":""},20,20,20,20,20,20,20]
[224,null,null,null,null,null,null,null,null,null,null,35,null,null,null,null,null,null,null,null,null,null,null,null,null,null,null,null,null,null,null,null,null,null,null,null,null,null,null,null,null,null,null,null,null,null,null,null,null,null,null,null,null,null,null,null,null,null,null,null,null,null,null,null,null,null,null,null,null,null,null,null,null,"2014-01-10T07:00:00",{"$f":"\"\"","v":""},{"$f":"\"\"","v":""},{"$f":"\"\"","v":""},{"$f":"\"\"","v":""},{"$f":"\"\"","v":""},{"$f":"\"\"","v":""},{"$f":"\"\"","v":""},20,20,20,20,20,20,20]
[225,null,null,null,null,null,null,null,null,null,null,35,null,null,null,null,null,null,null,null,null,null,null,null,null,null,null,null,null,null,null,null,null,null,null,null,null,null,null,null,null,null,null,null,null,null,null,null,null,null,null,null,null,null,null,null,null,null,null,null,null,null,null,null,null,null,null,null,null,null,null,null,null,"2014-01-10T08:00:00",{"$f":"\"\"","v":""},{"$f":"\"\"","v":""},{"$f":"\"\"","v":""},{"$f":"\"\"","v":""},{"$f":"\"\"","v":""},{"$f":"\"\"","v":""},{"$f":"\"\"","v":""},20,20,20,20,20,20,20]
[226,null,null,null,null,null,null,null,null,null,null,35,null,null,null,null,null,null,null,null,null,null,null,null,null,null,null,null,null,null,null,null,null,null,null,null,null,null,null,null,null,null,null,null,null,null,null,null,null,null,null,null,null,null,null,null,null,null,null,null,null,null,null,null,null,null,null,null,null,null,null,null,null,"2014-01-10T09:00:00",{"$f":"\"\"","v":""},{"$f":"\"\"","v":""},{"$f":"\"\"","v":""},{"$f":"\"\"","v":""},{"$f":"\"\"","v":""},{"$f":"\"\"","v":""},{"$f":"\"\"","v":""},20,20,20,20,20,20,20]
[227,null,null,null,null,null,null,null,null,null,null,35,null,null,null,null,null,null,null,null,null,null,null,null,null,null,null,null,null,null,null,null,null,null,null,null,null,null,null,null,null,null,null,null,null,null,null,null,null,null,null,null,null,null,null,null,null,null,null,null,null,null,null,null,null,null,null,null,null,null,null,null,null,"2014-01-10T10:00:00",{"$f":"\"\"","v":""},{"$f":"\"\"","v":""},{"$f":"\"\"","v":""},{"$f":"\"\"","v":""},{"$f":"\"\"","v":""},{"$f":"\"\"","v":""},{"$f":"\"\"","v":""},"","","","","","",{"$f":"\"\"","v":""}]
[228,null,null,null,null,null,null,null,null,null,null,35,null,null,null,null,null,null,null,null,null,null,null,null,null,null,null,null,null,null,null,null,null,null,null,null,null,null,null,null,null,null,null,null,null,null,null,null,null,null,null,null,null,null,null,null,null,null,null,null,null,null,null,null,null,null,null,null,null,null,null,null,null,"2014-01-10T11:00:00",{"$f":"\"\"","v":""},{"$f":"\"\"","v":""},{"$f":"\"\"","v":""},{"$f":"\"\"","v":""},{"$f":"\"\"","v":""},{"$f":"\"\"","v":""},{"$f":"\"\"","v":""},"","","","","","",{"$f":"\"\"","v":""}]
[229,null,null,null,null,null,null,null,null,null,null,35,null,null,null,null,null,null,null,null,null,null,null,null,null,null,null,null,null,null,null,null,null,null,null,null,null,null,null,null,null,null,null,null,null,null,null,null,null,null,null,null,null,null,null,null,null,null,null,null,null,null,null,null,null,null,null,null,null,null,null,null,null,"2014-01-10T12:00:00",{"$f":"\"\"","v":""},{"$f":"\"\"","v":""},{"$f":"\"\"","v":""},{"$f":"\"\"","v":""},{"$f":"\"\"","v":""},{"$f":"\"\"","v":""},{"$f":"\"\"","v":""},20,20,20,20,20,20,20]
[230,null,null,null,null,null,null,null,null,null,null,35,null,null,null,null,null,null,null,null,null,null,null,null,null,null,null,null,null,null,null,null,null,null,null,null,null,null,null,null,null,null,null,null,null,null,null,null,null,null,null,null,null,null,null,null,null,null,null,null,null,null,null,null,null,null,null,null,null,null,null,null,null,"2014-01-10T13:00:00",{"$f":"\"\"","v":""},{"$f":"\"\"","v":""},{"$f":"\"\"","v":""},{"$f":"\"\"","v":""},{"$f":"\"\"","v":""},{"$f":"\"\"","v":""},{"$f":"\"\"","v":""},20,20,20,20,20,20,20]
[231,null,null,null,null,null,null,null,null,null,null,35,null,null,null,null,null,null,null,null,null,null,null,null,null,null,null,null,null,null,null,null,null,null,null,null,null,null,null,null,null,null,null,null,null,null,null,null,null,null,null,null,null,null,null,null,null,null,null,null,null,null,null,null,null,null,null,null,null,null,null,null,null,"2014-01-10T14:00:00",{"$f":"\"\"","v":""},{"$f":"\"\"","v":""},{"$f":"\"\"","v":""},{"$f":"\"\"","v":""},{"$f":"\"\"","v":""},{"$f":"\"\"","v":""},{"$f":"\"\"","v":""},"","","","","","",{"$f":"\"\"","v":""}]
[232,null,null,null,null,null,null,null,null,null,null,35,null,null,null,null,null,null,null,null,null,null,null,null,null,null,null,null,null,null,null,null,null,null,null,null,null,null,null,null,null,null,null,null,null,null,null,null,null,null,null,null,null,null,null,null,null,null,null,null,null,null,null,null,null,null,null,null,null,null,null,null,null,"2014-01-10T15:00:00",{"$f":"\"\"","v":""},{"$f":"\"\"","v":""},{"$f":"\"\"","v":""},{"$f":"\"\"","v":""},{"$f":"\"\"","v":""},{"$f":"\"\"","v":""},{"$f":"\"\"","v":""},"","","","","","",{"$f":"\"\"","v":""}]
[233,null,null,null,null,null,null,null,null,null,null,35,null,null,null,null,null,null,null,null,null,null,null,null,null,null,null,null,null,null,null,null,null,null,null,null,null,null,null,null,null,null,null,null,null,null,null,null,null,null,null,null,null,null,null,null,null,null,null,null,null,null,null,null,null,null,null,null,null,null,null,null,null,"2014-01-10T16:00:00",{"$f":"\"\"","v":""},{"$f":"\"\"","v":""},{"$f":"\"\"","v":""},{"$f":"\"\"","v":""},{"$f":"\"\"","v":""},{"$f":"\"\"","v":""},{"$f":"\"\"","v":""},20,20,20,20,20,20,20]
[234,null,null,null,null,null,null,null,null,null,null,35,null,null,null,null,null,null,null,null,null,null,null,null,null,null,null,null,null,null,null,null,null,null,null,null,null,null,null,null,null,null,null,null,null,null,null,null,null,null,null,null,null,null,null,null,null,null,null,null,null,null,null,null,null,null,null,null,null,null,null,null,null,"2014-01-10T17:00:00",{"$f":"\"\"","v":""},{"$f":"\"\"","v":""},{"$f":"\"\"","v":""},{"$f":"\"\"","v":""},{"$f":"\"\"","v":""},{"$f":"\"\"","v":""},{"$f":"\"\"","v":""},{"$f":"CD211","v":20},20,20,20,20,20,20]
[235,null,null,null,null,null,null,null,null,null,null,35,null,null,null,null,null,null,null,null,null,null,null,null,null,null,null,null,null,null,null,null,null,null,null,null,null,null,null,null,null,null,null,null,null,null,null,null,null,null,null,null,null,null,null,null,null,null,null,null,null,null,null,null,null,null,null,null,null,null,null,null,null,"2014-01-10T18:00:00",{"$f":"\"\"","v":""},{"$f":"\"\"","v":""},{"$f":"\"\"","v":""},{"$f":"\"\"","v":""},{"$f":"\"\"","v":""},{"$f":"\"\"","v":""},{"$f":"\"\"","v":""},20,20,20,20,20,20,20]
[236,null,null,null,null,null,null,null,null,null,null,35,null,null,null,null,null,null,null,null,null,null,null,null,null,null,null,null,null,null,null,null,null,null,null,null,null,null,null,null,null,null,null,null,null,null,null,null,null,null,null,null,null,null,null,null,null,null,null,null,null,null,null,null,null,null,null,null,null,null,null,null,null,"2014-01-10T19:00:00",{"$f":"\"\"","v":""},{"$f":"\"\"","v":""},{"$f":"\"\"","v":""},{"$f":"\"\"","v":""},{"$f":"\"\"","v":""},{"$f":"\"\"","v":""},{"$f":"\"\"","v":""},20,20,20,20,20,20,20]
[237,null,null,null,null,null,null,null,null,null,null,35,null,null,null,null,null,null,null,null,null,null,null,null,null,null,null,null,null,null,null,null,null,null,null,null,null,null,null,null,null,null,null,null,null,null,null,null,null,null,null,null,null,null,null,null,null,null,null,null,null,null,null,null,null,null,null,null,null,null,null,null,null,"2014-01-10T20:00:00",{"$f":"\"\"","v":""},{"$f":"\"\"","v":""},{"$f":"\"\"","v":""},{"$f":"\"\"","v":""},{"$f":"\"\"","v":""},{"$f":"\"\"","v":""},{"$f":"\"\"","v":""},20,20,20,20,20,20,20]
[238,null,null,null,null,null,null,null,null,null,null,35,null,null,null,null,null,null,null,null,null,null,null,null,null,null,null,null,null,null,null,null,null,null,null,null,null,null,null,null,null,null,null,null,null,null,null,null,null,null,null,null,null,null,null,null,null,null,null,null,null,null,null,null,null,null,null,null,null,null,null,null,null,"2014-01-10T21:00:00",{"$f":"\"\"","v":""},{"$f":"\"\"","v":""},{"$f":"\"\"","v":""},{"$f":"\"\"","v":""},{"$f":"\"\"","v":""},{"$f":"\"\"","v":""},{"$f":"\"\"","v":""},20,20,20,20,20,20,20]
[239,null,null,null,null,null,null,null,null,null,null,35,null,null,null,null,null,null,null,null,null,null,null,null,null,null,null,null,null,null,null,null,null,null,null,null,null,null,null,null,null,null,null,null,null,null,null,null,null,null,null,null,null,null,null,null,null,null,null,null,null,null,null,null,null,null,null,null,null,null,null,null,null,"2014-01-10T22:00:00",{"$f":"\"\"","v":""},{"$f":"\"\"","v":""},{"$f":"\"\"","v":""},{"$f":"\"\"","v":""},{"$f":"\"\"","v":""},{"$f":"\"\"","v":""},{"$f":"\"\"","v":""},20,20,20,20,20,20,20]
[240,null,null,null,null,null,null,null,null,null,null,35,null,null,null,null,null,null,null,null,null,null,null,null,null,null,null,null,null,null,null,null,null,null,null,null,null,null,null,null,null,null,null,null,null,null,null,null,null,null,null,null,null,null,null,null,null,null,null,null,null,null,null,null,null,null,null,null,null,null,null,null,null,"2014-01-10T23:00:00",{"$f":"\"\"","v":""},{"$f":"\"\"","v":""},{"$f":"\"\"","v":""},{"$f":"\"\"","v":""},{"$f":"\"\"","v":""},{"$f":"\"\"","v":""},{"$f":"\"\"","v":""},20,20,20,20,20,20,20]
[241,null,null,null,null,null,null,null,null,null,null,35,null,null,null,null,null,null,null,null,null,null,null,null,null,null,null,null,null,null,null,null,null,null,null,null,null,null,null,null,null,null,null,null,null,null,null,null,null,null,null,null,null,null,null,null,null,null,null,null,null,null,null,null,null,null,null,null,null,null,null,null,null,"2014-01-11",{"$f":"\"\"","v":""},{"$f":"\"\"","v":""},{"$f":"\"\"","v":""},{"$f":"\"\"","v":""},{"$f":"\"\"","v":""},{"$f":"\"\"","v":""},{"$f":"\"\"","v":""},"","","","","","",{"$f":"\"\"","v":""}]
[242,null,null,null,null,null,null,null,null,null,null,35,null,null,null,null,null,null,null,null,null,null,null,null,null,null,null,null,null,null,null,null,null,null,null,null,null,null,null,null,null,null,null,null,null,null,null,null,null,null,null,null,null,null,null,null,null,null,null,null,null,null,null,null,null,null,null,null,null,null,null,null,null,"2014-01-11T01:00:00",{"$f":"\"\"","v":""},{"$f":"\"\"","v":""},{"$f":"\"\"","v":""},{"$f":"\"\"","v":""},{"$f":"\"\"","v":""},{"$f":"\"\"","v":""},{"$f":"\"\"","v":""},"","","","","","",{"$f":"\"\"","v":""}]
[243,null,null,null,null,null,null,null,null,null,null,35,null,null,null,null,null,null,null,null,null,null,null,null,null,null,null,null,null,null,null,null,null,null,null,null,null,null,null,null,null,null,null,null,null,null,null,null,null,null,null,null,null,null,null,null,null,null,null,null,null,null,null,null,null,null,null,null,null,null,null,null,null,"2014-01-11T02:00:00",{"$f":"\"\"","v":""},{"$f":"\"\"","v":""},{"$f":"\"\"","v":""},{"$f":"\"\"","v":""},{"$f":"\"\"","v":""},{"$f":"\"\"","v":""},{"$f":"\"\"","v":""},"","","","","","",{"$f":"\"\"","v":""}]
[244,null,null,null,null,null,null,null,null,null,null,35,null,null,null,null,null,null,null,null,null,null,null,null,null,null,null,null,null,null,null,null,null,null,null,null,null,null,null,null,null,null,null,null,null,null,null,null,null,null,null,null,null,null,null,null,null,null,null,null,null,null,null,null,null,null,null,null,null,null,null,null,null,"2014-01-11T03:00:00",{"$f":"\"\"","v":""},{"$f":"\"\"","v":""},{"$f":"\"\"","v":""},{"$f":"\"\"","v":""},{"$f":"\"\"","v":""},{"$f":"\"\"","v":""},{"$f":"\"\"","v":""},"","","","","","",{"$f":"\"\"","v":""}]
[245,null,null,null,null,null,null,null,null,null,null,35,null,null,null,null,null,null,null,null,null,null,null,null,null,null,null,null,null,null,null,null,null,null,null,null,null,null,null,null,null,null,null,null,null,null,null,null,null,null,null,null,null,null,null,null,null,null,null,null,null,null,null,null,null,null,null,null,null,null,null,null,null,"2014-01-11T04:00:00",{"$f":"\"\"","v":""},{"$f":"\"\"","v":""},{"$f":"\"\"","v":""},{"$f":"\"\"","v":""},{"$f":"\"\"","v":""},{"$f":"\"\"","v":""},{"$f":"\"\"","v":""},"","","","","","",{"$f":"\"\"","v":""}]
[246,null,null,null,null,null,null,null,null,null,null,35,null,null,null,null,null,null,null,null,null,null,null,null,null,null,null,null,null,null,null,null,null,null,null,null,null,null,null,null,null,null,null,null,null,null,null,null,null,null,null,null,null,null,null,null,null,null,null,null,null,null,null,null,null,null,null,null,null,null,null,null,null,"2014-01-11T05:00:00",{"$f":"\"\"","v":""},{"$f":"\"\"","v":""},{"$f":"\"\"","v":""},{"$f":"\"\"","v":""},{"$f":"\"\"","v":""},{"$f":"\"\"","v":""},{"$f":"\"\"","v":""},"","","","","","",{"$f":"\"\"","v":""}]
[247,null,null,null,null,null,null,null,null,null,null,35,null,null,null,null,null,null,null,null,null,null,null,null,null,null,null,null,null,null,null,null,null,null,null,null,null,null,null,null,null,null,null,null,null,null,null,null,null,null,null,null,null,null,null,null,null,null,null,null,null,null,null,null,null,null,null,null,null,null,null,null,null,"2014-01-11T06:00:00",{"$f":"\"\"","v":""},{"$f":"\"\"","v":""},{"$f":"\"\"","v":""},{"$f":"\"\"","v":""},{"$f":"\"\"","v":""},{"$f":"\"\"","v":""},{"$f":"\"\"","v":""},20,20,20,20,20,20,20]
[248,null,null,null,null,null,null,null,null,null,null,35,null,null,null,null,null,null,null,null,null,null,null,null,null,null,null,null,null,null,null,null,null,null,null,null,null,null,null,null,null,null,null,null,null,null,null,null,null,null,null,null,null,null,null,null,null,null,null,null,null,null,null,null,null,null,null,null,null,null,null,null,null,"2014-01-11T07:00:00",{"$f":"\"\"","v":""},{"$f":"\"\"","v":""},{"$f":"\"\"","v":""},{"$f":"\"\"","v":""},{"$f":"\"\"","v":""},{"$f":"\"\"","v":""},{"$f":"\"\"","v":""},20,20,20,20,20,20,20]
[249,null,null,null,null,null,null,null,null,null,null,35,null,null,null,null,null,null,null,null,null,null,null,null,null,null,null,null,null,null,null,null,null,null,null,null,null,null,null,null,null,null,null,null,null,null,null,null,null,null,null,null,null,null,null,null,null,null,null,null,null,null,null,null,null,null,null,null,null,null,null,null,null,"2014-01-11T08:00:00",{"$f":"\"\"","v":""},{"$f":"\"\"","v":""},{"$f":"\"\"","v":""},{"$f":"\"\"","v":""},{"$f":"\"\"","v":""},{"$f":"\"\"","v":""},{"$f":"\"\"","v":""},20,20,20,20,20,20,20]
[250,null,null,null,null,null,null,null,null,null,null,35,null,null,null,null,null,null,null,null,null,null,null,null,null,null,null,null,null,null,null,null,null,null,null,null,null,null,null,null,null,null,null,null,null,null,null,null,null,null,null,null,null,null,null,null,null,null,null,null,null,null,null,null,null,null,null,null,null,null,null,null,null,"2014-01-11T09:00:00",{"$f":"\"\"","v":""},{"$f":"\"\"","v":""},{"$f":"\"\"","v":""},{"$f":"\"\"","v":""},{"$f":"\"\"","v":""},{"$f":"\"\"","v":""},{"$f":"\"\"","v":""},{"$f":"CD227","v":20},20,20,20,20,20,20]
[251,null,null,null,null,null,null,null,null,null,null,35,null,null,null,null,null,null,null,null,null,null,null,null,null,null,null,null,null,null,null,null,null,null,null,null,null,null,null,null,null,null,null,null,null,null,null,null,null,null,null,null,null,null,null,null,null,null,null,null,null,null,null,null,null,null,null,null,null,null,null,null,null,"2014-01-11T10:00:00",{"$f":"\"\"","v":""},{"$f":"\"\"","v":""},{"$f":"\"\"","v":""},{"$f":"\"\"","v":""},{"$f":"\"\"","v":""},{"$f":"\"\"","v":""},{"$f":"\"\"","v":""},"","","","","","",{"$f":"\"\"","v":""}]
[252,null,null,null,null,null,null,null,null,null,null,35,null,null,null,null,null,null,null,null,null,null,null,null,null,null,null,null,null,null,null,null,null,null,null,null,null,null,null,null,null,null,null,null,null,null,null,null,null,null,null,null,null,null,null,null,null,null,null,null,null,null,null,null,null,null,null,null,null,null,null,null,null,"2014-01-11T11:00:00",{"$f":"\"\"","v":""},{"$f":"\"\"","v":""},{"$f":"\"\"","v":""},{"$f":"\"\"","v":""},{"$f":"\"\"","v":""},{"$f":"\"\"","v":""},{"$f":"\"\"","v":""},"","","","","","",{"$f":"\"\"","v":""}]
[253,null,null,null,null,null,null,null,null,null,null,35,null,null,null,null,null,null,null,null,null,null,null,null,null,null,null,null,null,null,null,null,null,null,null,null,null,null,null,null,null,null,null,null,null,null,null,null,null,null,null,null,null,null,null,null,null,null,null,null,null,null,null,null,null,null,null,null,null,null,null,null,null,"2014-01-11T12:00:00",{"$f":"\"\"","v":""},{"$f":"\"\"","v":""},{"$f":"\"\"","v":""},{"$f":"\"\"","v":""},{"$f":"\"\"","v":""},{"$f":"\"\"","v":""},{"$f":"\"\"","v":""},20,20,20,20,20,20,20]
[254,null,null,null,null,null,null,null,null,null,null,35,null,null,null,null,null,null,null,null,null,null,null,null,null,null,null,null,null,null,null,null,null,null,null,null,null,null,null,null,null,null,null,null,null,null,null,null,null,null,null,null,null,null,null,null,null,null,null,null,null,null,null,null,null,null,null,null,null,null,null,null,null,"2014-01-11T13:00:00",{"$f":"\"\"","v":""},{"$f":"\"\"","v":""},{"$f":"\"\"","v":""},{"$f":"\"\"","v":""},{"$f":"\"\"","v":""},{"$f":"\"\"","v":""},{"$f":"\"\"","v":""},20,20,20,20,20,20,20]
[255,null,null,null,null,null,null,null,null,null,null,35,null,null,null,null,null,null,null,null,null,null,null,null,null,null,null,null,null,null,null,null,null,null,null,null,null,null,null,null,null,null,null,null,null,null,null,null,null,null,null,null,null,null,null,null,null,null,null,null,null,null,null,null,null,null,null,null,null,null,null,null,null,"2014-01-11T14:00:00",{"$f":"\"\"","v":""},{"$f":"\"\"","v":""},{"$f":"\"\"","v":""},{"$f":"\"\"","v":""},{"$f":"\"\"","v":""},{"$f":"\"\"","v":""},{"$f":"\"\"","v":""},"","","","","","",{"$f":"\"\"","v":""}]
[256,null,null,null,null,null,null,null,null,null,null,35,null,null,null,null,null,null,null,null,null,null,null,null,null,null,null,null,null,null,null,null,null,null,null,null,null,null,null,null,null,null,null,null,null,null,null,null,null,null,null,null,null,null,null,null,null,null,null,null,null,null,null,null,null,null,null,null,null,null,null,null,null,"2014-01-11T15:00:00",{"$f":"\"\"","v":""},{"$f":"\"\"","v":""},{"$f":"\"\"","v":""},{"$f":"\"\"","v":""},{"$f":"\"\"","v":""},{"$f":"\"\"","v":""},{"$f":"\"\"","v":""},"","","","","","",{"$f":"\"\"","v":""}]
[257,null,null,null,null,null,null,null,null,null,null,35,null,null,null,null,null,null,null,null,null,null,null,null,null,null,null,null,null,null,null,null,null,null,null,null,null,null,null,null,null,null,null,null,null,null,null,null,null,null,null,null,null,null,null,null,null,null,null,null,null,null,null,null,null,null,null,null,null,null,null,null,null,"2014-01-11T16:00:00",{"$f":"\"\"","v":""},{"$f":"\"\"","v":""},{"$f":"\"\"","v":""},{"$f":"\"\"","v":""},{"$f":"\"\"","v":""},{"$f":"\"\"","v":""},{"$f":"\"\"","v":""},20,20,20,20,20,20,20]
[258,null,null,null,null,null,null,null,null,null,null,35,null,null,null,null,null,null,null,null,null,null,null,null,null,null,null,null,null,null,null,null,null,null,null,null,null,null,null,null,null,null,null,null,null,null,null,null,null,null,null,null,null,null,null,null,null,null,null,null,null,null,null,null,null,null,null,null,null,null,null,null,null,"2014-01-11T17:00:00",{"$f":"\"\"","v":""},{"$f":"\"\"","v":""},{"$f":"\"\"","v":""},{"$f":"\"\"","v":""},{"$f":"\"\"","v":""},{"$f":"\"\"","v":""},{"$f":"\"\"","v":""},20,20,20,20,20,20,20]
[259,null,null,null,null,null,null,null,null,null,null,35,null,null,null,null,null,null,null,null,null,null,null,null,null,null,null,null,null,null,null,null,null,null,null,null,null,null,null,null,null,null,null,null,null,null,null,null,null,null,null,null,null,null,null,null,null,null,null,null,null,null,null,null,null,null,null,null,null,null,null,null,null,"2014-01-11T18:00:00",{"$f":"\"\"","v":""},{"$f":"\"\"","v":""},{"$f":"\"\"","v":""},{"$f":"\"\"","v":""},{"$f":"\"\"","v":""},{"$f":"\"\"","v":""},{"$f":"\"\"","v":""},20,20,20,20,20,20,20]
[260,null,null,null,null,null,null,null,null,null,null,35,null,null,null,null,null,null,null,null,null,null,null,null,null,null,null,null,null,null,null,null,null,null,null,null,null,null,null,null,null,null,null,null,null,null,null,null,null,null,null,null,null,null,null,null,null,null,null,null,null,null,null,null,null,null,null,null,null,null,null,null,null,{"$f":"BV260+1/24","v":"2014-01-11T19:00:00"},{"$f":"\"\"","v":""},{"$f":"\"\"","v":""},{"$f":"\"\"","v":""},{"$f":"\"\"","v":""},{"$f":"\"\"","v":""},{"$f":"\"\"","v":""},{"$f":"\"\"","v":""},20,20,20,20,20,20,20]
[261,null,null,null,null,null,null,null,null,null,null,35,null,null,null,null,null,null,null,null,null,null,null,null,null,null,null,null,null,null,null,null,null,null,null,null,null,null,null,null,null,null,null,null,null,null,null,null,null,null,null,null,null,null,null,null,null,null,null,null,null,null,null,null,null,null,null,null,null,null,null,null,null,"2014-01-11T20:00:00",{"$f":"\"\"","v":""},{"$f":"\"\"","v":""},{"$f":"\"\"","v":""},{"$f":"\"\"","v":""},{"$f":"\"\"","v":""},{"$f":"\"\"","v":""},{"$f":"\"\"","v":""},20,20,20,20,20,20,20]
[262,null,null,null,null,null,null,null,null,null,null,35,null,null,null,null,null,null,null,null,null,null,null,null,null,null,null,null,null,null,null,null,null,null,null,null,null,null,null,null,null,null,null,null,null,null,null,null,null,null,null,null,null,null,null,null,null,null,null,null,null,null,null,null,null,null,null,null,null,null,null,null,null,"2014-01-11T21:00:00",{"$f":"\"\"","v":""},{"$f":"\"\"","v":""},{"$f":"\"\"","v":""},{"$f":"\"\"","v":""},{"$f":"\"\"","v":""},{"$f":"\"\"","v":""},{"$f":"\"\"","v":""},20,20,20,20,20,20,20]
[263,null,null,null,null,null,null,null,null,null,null,35,null,null,null,null,null,null,null,null,null,null,null,null,null,null,null,null,null,null,null,null,null,null,null,null,null,null,null,null,null,null,null,null,null,null,null,null,null,null,null,null,null,null,null,null,null,null,null,null,null,null,null,null,null,null,null,null,null,null,null,null,null,"2014-01-11T22:00:00",{"$f":"\"\"","v":""},{"$f":"\"\"","v":""},{"$f":"\"\"","v":""},{"$f":"\"\"","v":""},{"$f":"\"\"","v":""},{"$f":"\"\"","v":""},{"$f":"\"\"","v":""},20,20,20,20,20,20,20]
[264,null,null,null,null,null,null,null,null,null,null,35,null,null,null,null,null,null,null,null,null,null,null,null,null,null,null,null,null,null,null,null,null,null,null,null,null,null,null,null,null,null,null,null,null,null,null,null,null,null,null,null,null,null,null,null,null,null,null,null,null,null,null,null,null,null,null,null,null,null,null,null,null,"2014-01-11T23:00:00",{"$f":"\"\"","v":""},{"$f":"\"\"","v":""},{"$f":"\"\"","v":""},{"$f":"\"\"","v":""},{"$f":"\"\"","v":""},{"$f":"\"\"","v":""},{"$f":"\"\"","v":""},20,20,20,20,20,20,20]
[265,null,null,null,null,null,null,null,null,null,null,35,null,null,null,null,null,null,null,null,null,null,null,null,null,null,null,null,null,null,null,null,null,null,null,null,null,null,null,null,null,null,null,null,null,null,null,null,null,null,null,null,null,null,null,null,null,null,null,null,null,null,null,null,null,null,null,null,null,null,null,null,null,"2014-01-12",{"$f":"\"\"","v":""},{"$f":"\"\"","v":""},{"$f":"\"\"","v":""},{"$f":"\"\"","v":""},{"$f":"\"\"","v":""},{"$f":"\"\"","v":""},{"$f":"\"\"","v":""},"","","","","","",{"$f":"\"\"","v":""}]
[266,null,null,null,null,null,null,null,null,null,null,35,null,null,null,null,null,null,null,null,null,null,null,null,null,null,null,null,null,null,null,null,null,null,null,null,null,null,null,null,null,null,null,null,null,null,null,null,null,null,null,null,null,null,null,null,null,null,null,null,null,null,null,null,null,null,null,null,null,null,null,null,null,"2014-01-12T01:00:00",{"$f":"\"\"","v":""},{"$f":"\"\"","v":""},{"$f":"\"\"","v":""},{"$f":"\"\"","v":""},{"$f":"\"\"","v":""},{"$f":"\"\"","v":""},{"$f":"\"\"","v":""},{"$f":"CD243","v":""},"","","","","",{"$f":"\"\"","v":""}]
[267,null,null,null,null,null,null,null,null,null,null,35,null,null,null,null,null,null,null,null,null,null,null,null,null,null,null,null,null,null,null,null,null,null,null,null,null,null,null,null,null,null,null,null,null,null,null,null,null,null,null,null,null,null,null,null,null,null,null,null,null,null,null,null,null,null,null,null,null,null,null,null,null,"2014-01-12T02:00:00",{"$f":"\"\"","v":""},{"$f":"\"\"","v":""},{"$f":"\"\"","v":""},{"$f":"\"\"","v":""},{"$f":"\"\"","v":""},{"$f":"\"\"","v":""},{"$f":"\"\"","v":""},"","","","","","",{"$f":"\"\"","v":""}]
[268,null,null,null,null,null,null,null,null,null,null,35,null,null,null,null,null,null,null,null,null,null,null,null,null,null,null,null,null,null,null,null,null,null,null,null,null,null,null,null,null,null,null,null,null,null,null,null,null,null,null,null,null,null,null,null,null,null,null,null,null,null,null,null,null,null,null,null,null,null,null,null,null,"2014-01-12T03:00:00",{"$f":"\"\"","v":""},{"$f":"\"\"","v":""},{"$f":"\"\"","v":""},{"$f":"\"\"","v":""},{"$f":"\"\"","v":""},{"$f":"\"\"","v":""},{"$f":"\"\"","v":""},"","","","","","",{"$f":"\"\"","v":""}]
[269,null,null,null,null,null,null,null,null,null,null,35,null,null,null,null,null,null,null,null,null,null,null,null,null,null,null,null,null,null,null,null,null,null,null,null,null,null,null,null,null,null,null,null,null,null,null,null,null,null,null,null,null,null,null,null,null,null,null,null,null,null,null,null,null,null,null,null,null,null,null,null,null,"2014-01-12T04:00:00",{"$f":"\"\"","v":""},{"$f":"\"\"","v":""},{"$f":"\"\"","v":""},{"$f":"\"\"","v":""},{"$f":"\"\"","v":""},{"$f":"\"\"","v":""},{"$f":"\"\"","v":""},"","","","","","",{"$f":"\"\"","v":""}]
[270,null,null,null,null,null,null,null,null,null,null,35,null,null,null,null,null,null,null,null,null,null,null,null,null,null,null,null,null,null,null,null,null,null,null,null,null,null,null,null,null,null,null,null,null,null,null,null,null,null,null,null,null,null,null,null,null,null,null,null,null,null,null,null,null,null,null,null,null,null,null,null,null,"2014-01-12T05:00:00",{"$f":"\"\"","v":""},{"$f":"\"\"","v":""},{"$f":"\"\"","v":""},{"$f":"\"\"","v":""},{"$f":"\"\"","v":""},{"$f":"\"\"","v":""},{"$f":"\"\"","v":""},"","","","","","",{"$f":"\"\"","v":""}]
[271,null,null,null,null,null,null,null,null,null,null,35,null,null,null,null,null,null,null,null,null,null,null,null,null,null,null,null,null,null,null,null,null,null,null,null,null,null,null,null,null,null,null,null,null,null,null,null,null,null,null,null,null,null,null,null,null,null,null,null,null,null,null,null,null,null,null,null,null,null,null,null,null,"2014-01-12T06:00:00",{"$f":"\"\"","v":""},{"$f":"\"\"","v":""},{"$f":"\"\"","v":""},{"$f":"\"\"","v":""},{"$f":"\"\"","v":""},{"$f":"\"\"","v":""},{"$f":"\"\"","v":""},20,20,20,20,20,20,20]
[272,null,null,null,null,null,null,null,null,null,null,35,null,null,null,null,null,null,null,null,null,null,null,null,null,null,null,null,null,null,null,null,null,null,null,null,null,null,null,null,null,null,null,null,null,null,null,null,null,null,null,null,null,null,null,null,null,null,null,null,null,null,null,null,null,null,null,null,null,null,null,null,null,"2014-01-12T07:00:00",{"$f":"\"\"","v":""},{"$f":"\"\"","v":""},{"$f":"\"\"","v":""},{"$f":"\"\"","v":""},{"$f":"\"\"","v":""},{"$f":"\"\"","v":""},{"$f":"\"\"","v":""},20,20,20,20,20,20,20]
[273,null,null,null,null,null,null,null,null,null,null,35,null,null,null,null,null,null,null,null,null,null,null,null,null,null,null,null,null,null,null,null,null,null,null,null,null,null,null,null,null,null,null,null,null,null,null,null,null,null,null,null,null,null,null,null,null,null,null,null,null,null,null,null,null,null,null,null,null,null,null,null,null,"2014-01-12T08:00:00",{"$f":"\"\"","v":""},{"$f":"\"\"","v":""},{"$f":"\"\"","v":""},{"$f":"\"\"","v":""},{"$f":"\"\"","v":""},{"$f":"\"\"","v":""},{"$f":"\"\"","v":""},20,20,20,20,20,20,20]
[274,null,null,null,null,null,null,null,null,null,null,35,null,null,null,null,null,null,null,null,null,null,null,null,null,null,null,null,null,null,null,null,null,null,null,null,null,null,null,null,null,null,null,null,null,null,null,null,null,null,null,null,null,null,null,null,null,null,null,null,null,null,null,null,null,null,null,null,null,null,null,null,null,"2014-01-12T09:00:00",{"$f":"\"\"","v":""},{"$f":"\"\"","v":""},{"$f":"\"\"","v":""},{"$f":"\"\"","v":""},{"$f":"\"\"","v":""},{"$f":"\"\"","v":""},{"$f":"\"\"","v":""},20,20,20,20,20,20,20]
[275,null,null,null,null,null,null,null,null,null,null,35,null,null,null,null,null,null,null,null,null,null,null,null,null,null,null,null,null,null,null,null,null,null,null,null,null,null,null,null,null,null,null,null,null,null,null,null,null,null,null,null,null,null,null,null,null,null,null,null,null,null,null,null,null,null,null,null,null,null,null,null,null,"2014-01-12T10:00:00",{"$f":"\"\"","v":""},{"$f":"\"\"","v":""},{"$f":"\"\"","v":""},{"$f":"\"\"","v":""},{"$f":"\"\"","v":""},{"$f":"\"\"","v":""},{"$f":"\"\"","v":""},"","","","","","",{"$f":"\"\"","v":""}]
[276,null,null,null,null,null,null,null,null,null,null,35,null,null,null,null,null,null,null,null,null,null,null,null,null,null,null,null,null,null,null,null,null,null,null,null,null,null,null,null,null,null,null,null,null,null,null,null,null,null,null,null,null,null,null,null,null,null,null,null,null,null,null,null,null,null,null,null,null,null,null,null,null,"2014-01-12T11:00:00",{"$f":"\"\"","v":""},{"$f":"\"\"","v":""},{"$f":"\"\"","v":""},{"$f":"\"\"","v":""},{"$f":"\"\"","v":""},{"$f":"\"\"","v":""},{"$f":"\"\"","v":""},"","","","","","",{"$f":"\"\"","v":""}]
[277,null,null,null,null,null,null,null,null,null,null,35,null,null,null,null,null,null,null,null,null,null,null,null,null,null,null,null,null,null,null,null,null,null,null,null,null,null,null,null,null,null,null,null,null,null,null,null,null,null,null,null,null,null,null,null,null,null,null,null,null,null,null,null,null,null,null,null,null,null,null,null,null,"2014-01-12T12:00:00",{"$f":"\"\"","v":""},{"$f":"\"\"","v":""},{"$f":"\"\"","v":""},{"$f":"\"\"","v":""},{"$f":"\"\"","v":""},{"$f":"\"\"","v":""},{"$f":"\"\"","v":""},20,20,20,20,20,20,20]
[278,null,null,null,null,null,null,null,null,null,null,35,null,null,null,null,null,null,null,null,null,null,null,null,null,null,null,null,null,null,null,null,null,null,null,null,null,null,null,null,null,null,null,null,null,null,null,null,null,null,null,null,null,null,null,null,null,null,null,null,null,null,null,null,null,null,null,null,null,null,null,null,null,"2014-01-12T13:00:00",{"$f":"\"\"","v":""},{"$f":"\"\"","v":""},{"$f":"\"\"","v":""},{"$f":"\"\"","v":""},{"$f":"\"\"","v":""},{"$f":"\"\"","v":""},{"$f":"\"\"","v":""},20,20,20,20,20,20,20]
[279,null,null,null,null,null,null,null,null,null,null,35,null,null,null,null,null,null,null,null,null,null,null,null,null,null,null,null,null,null,null,null,null,null,null,null,null,null,null,null,null,null,null,null,null,null,null,null,null,null,null,null,null,null,null,null,null,null,null,null,null,null,null,null,null,null,null,null,null,null,null,null,null,"2014-01-12T14:00:00",{"$f":"\"\"","v":""},{"$f":"\"\"","v":""},{"$f":"\"\"","v":""},{"$f":"\"\"","v":""},{"$f":"\"\"","v":""},{"$f":"\"\"","v":""},{"$f":"\"\"","v":""},"","","","","","",{"$f":"\"\"","v":""}]
[280,null,null,null,null,null,null,null,null,null,null,35,null,null,null,null,null,null,null,null,null,null,null,null,null,null,null,null,null,null,null,null,null,null,null,null,null,null,null,null,null,null,null,null,null,null,null,null,null,null,null,null,null,null,null,null,null,null,null,null,null,null,null,null,null,null,null,null,null,null,null,null,null,"2014-01-12T15:00:00",{"$f":"\"\"","v":""},{"$f":"\"\"","v":""},{"$f":"\"\"","v":""},{"$f":"\"\"","v":""},{"$f":"\"\"","v":""},{"$f":"\"\"","v":""},{"$f":"\"\"","v":""},"","","","","","",{"$f":"\"\"","v":""}]
[281,null,null,null,null,null,null,null,null,null,null,35,null,null,null,null,null,null,null,null,null,null,null,null,null,null,null,null,null,null,null,null,null,null,null,null,null,null,null,null,null,null,null,null,null,null,null,null,null,null,null,null,null,null,null,null,null,null,null,null,null,null,null,null,null,null,null,null,null,null,null,null,null,"2014-01-12T16:00:00",{"$f":"\"\"","v":""},{"$f":"\"\"","v":""},{"$f":"\"\"","v":""},{"$f":"\"\"","v":""},{"$f":"\"\"","v":""},{"$f":"\"\"","v":""},{"$f":"\"\"","v":""},20,20,20,20,20,20,20]
[282,null,null,null,null,null,null,null,null,null,null,35,null,null,null,null,null,null,null,null,null,null,null,null,null,null,null,null,null,null,null,null,null,null,null,null,null,null,null,null,null,null,null,null,null,null,null,null,null,null,null,null,null,null,null,null,null,null,null,null,null,null,null,null,null,null,null,null,null,null,null,null,null,"2014-01-12T17:00:00",{"$f":"\"\"","v":""},{"$f":"\"\"","v":""},{"$f":"\"\"","v":""},{"$f":"\"\"","v":""},{"$f":"\"\"","v":""},{"$f":"\"\"","v":""},{"$f":"\"\"","v":""},{"$f":"CD259","v":20},20,20,20,20,20,20]
[283,null,null,null,null,null,null,null,null,null,null,35,null,null,null,null,null,null,null,null,null,null,null,null,null,null,null,null,null,null,null,null,null,null,null,null,null,null,null,null,null,null,null,null,null,null,null,null,null,null,null,null,null,null,null,null,null,null,null,null,null,null,null,null,null,null,null,null,null,null,null,null,null,"2014-01-12T18:00:00",{"$f":"\"\"","v":""},{"$f":"\"\"","v":""},{"$f":"\"\"","v":""},{"$f":"\"\"","v":""},{"$f":"\"\"","v":""},{"$f":"\"\"","v":""},{"$f":"\"\"","v":""},20,20,20,20,20,20,20]
[284,null,null,null,null,null,null,null,null,null,null,35,null,null,null,null,null,null,null,null,null,null,null,null,null,null,null,null,null,null,null,null,null,null,null,null,null,null,null,null,null,null,null,null,null,null,null,null,null,null,null,null,null,null,null,null,null,null,null,null,null,null,null,null,null,null,null,null,null,null,null,null,null,"2014-01-12T19:00:00",{"$f":"\"\"","v":""},{"$f":"\"\"","v":""},{"$f":"\"\"","v":""},{"$f":"\"\"","v":""},{"$f":"\"\"","v":""},{"$f":"\"\"","v":""},{"$f":"\"\"","v":""},20,20,20,20,20,20,20]
[285,null,null,null,null,null,null,null,null,null,null,35,null,null,null,null,null,null,null,null,null,null,null,null,null,null,null,null,null,null,null,null,null,null,null,null,null,null,null,null,null,null,null,null,null,null,null,null,null,null,null,null,null,null,null,null,null,null,null,null,null,null,null,null,null,null,null,null,null,null,null,null,null,"2014-01-12T20:00:00",{"$f":"\"\"","v":""},{"$f":"\"\"","v":""},{"$f":"\"\"","v":""},{"$f":"\"\"","v":""},{"$f":"\"\"","v":""},{"$f":"\"\"","v":""},{"$f":"\"\"","v":""},20,20,20,20,20,20,20]
[286,null,null,null,null,null,null,null,null,null,null,35,null,null,null,null,null,null,null,null,null,null,null,null,null,null,null,null,null,null,null,null,null,null,null,null,null,null,null,null,null,null,null,null,null,null,null,null,null,null,null,null,null,null,null,null,null,null,null,null,null,null,null,null,null,null,null,null,null,null,null,null,null,"2014-01-12T21:00:00",{"$f":"\"\"","v":""},{"$f":"\"\"","v":""},{"$f":"\"\"","v":""},{"$f":"\"\"","v":""},{"$f":"\"\"","v":""},{"$f":"\"\"","v":""},{"$f":"\"\"","v":""},20,20,20,20,20,20,20]
[287,null,null,null,null,null,null,null,null,null,null,35,null,null,null,null,null,null,null,null,null,null,null,null,null,null,null,null,null,null,null,null,null,null,null,null,null,null,null,null,null,null,null,null,null,null,null,null,null,null,null,null,null,null,null,null,null,null,null,null,null,null,null,null,null,null,null,null,null,null,null,null,null,"2014-01-12T22:00:00",{"$f":"\"\"","v":""},{"$f":"\"\"","v":""},{"$f":"\"\"","v":""},{"$f":"\"\"","v":""},{"$f":"\"\"","v":""},{"$f":"\"\"","v":""},{"$f":"\"\"","v":""},20,20,20,20,20,20,20]
[288,null,null,null,null,null,null,null,null,null,null,35,null,null,null,null,null,null,null,null,null,null,null,null,null,null,null,null,null,null,null,null,null,null,null,null,null,null,null,null,null,null,null,null,null,null,null,null,null,null,null,null,null,null,null,null,null,null,null,null,null,null,null,null,null,null,null,null,null,null,null,null,null,"2014-01-12T23:00:00",{"$f":"\"\"","v":""},{"$f":"\"\"","v":""},{"$f":"\"\"","v":""},{"$f":"\"\"","v":""},{"$f":"\"\"","v":""},{"$f":"\"\"","v":""},{"$f":"\"\"","v":""},20,20,20,20,20,20,20]
[289,null,null,null,null,null,null,null,null,null,null,35,null,null,null,null,null,null,null,null,null,null,null,null,null,null,null,null,null,null,null,null,null,null,null,null,null,null,null,null,null,null,null,null,null,null,null,null,null,null,null,null,null,null,null,null,null,null,null,null,null,null,null,null,null,null,null,null,null,null,null,null,null,"2014-01-13",{"$f":"\"\"","v":""},{"$f":"\"\"","v":""},{"$f":"\"\"","v":""},{"$f":"\"\"","v":""},{"$f":"\"\"","v":""},{"$f":"\"\"","v":""},{"$f":"\"\"","v":""},"","","","","","",{"$f":"\"\"","v":""}]
[290,null,null,null,null,null,null,null,null,null,null,35,null,null,null,null,null,null,null,null,null,null,null,null,null,null,null,null,null,null,null,null,null,null,null,null,null,null,null,null,null,null,null,null,null,null,null,null,null,null,null,null,null,null,null,null,null,null,null,null,null,null,null,null,null,null,null,null,null,null,null,null,null,"2014-01-13T01:00:00",{"$f":"\"\"","v":""},{"$f":"\"\"","v":""},{"$f":"\"\"","v":""},{"$f":"\"\"","v":""},{"$f":"\"\"","v":""},{"$f":"\"\"","v":""},{"$f":"\"\"","v":""},"","","","","","",{"$f":"\"\"","v":""}]
[291,null,null,null,null,null,null,null,null,null,null,35,null,null,null,null,null,null,null,null,null,null,null,null,null,null,null,null,null,null,null,null,null,null,null,null,null,null,null,null,null,null,null,null,null,null,null,null,null,null,null,null,null,null,null,null,null,null,null,null,null,null,null,null,null,null,null,null,null,null,null,null,null,"2014-01-13T02:00:00",{"$f":"\"\"","v":""},{"$f":"\"\"","v":""},{"$f":"\"\"","v":""},{"$f":"\"\"","v":""},{"$f":"\"\"","v":""},{"$f":"\"\"","v":""},{"$f":"\"\"","v":""},"","","","","","",{"$f":"\"\"","v":""}]
[292,null,null,null,null,null,null,null,null,null,null,35,null,null,null,null,null,null,null,null,null,null,null,null,null,null,null,null,null,null,null,null,null,null,null,null,null,null,null,null,null,null,null,null,null,null,null,null,null,null,null,null,null,null,null,null,null,null,null,null,null,null,null,null,null,null,null,null,null,null,null,null,null,"2014-01-13T03:00:00",{"$f":"\"\"","v":""},{"$f":"\"\"","v":""},{"$f":"\"\"","v":""},{"$f":"\"\"","v":""},{"$f":"\"\"","v":""},{"$f":"\"\"","v":""},{"$f":"\"\"","v":""},"","","","","","",{"$f":"\"\"","v":""}]
[293,null,null,null,null,null,null,null,null,null,null,35,null,null,null,null,null,null,null,null,null,null,null,null,null,null,null,null,null,null,null,null,null,null,null,null,null,null,null,null,null,null,null,null,null,null,null,null,null,null,null,null,null,null,null,null,null,null,null,null,null,null,null,null,null,null,null,null,null,null,null,null,null,"2014-01-13T04:00:00",{"$f":"\"\"","v":""},{"$f":"\"\"","v":""},{"$f":"\"\"","v":""},{"$f":"\"\"","v":""},{"$f":"\"\"","v":""},{"$f":"\"\"","v":""},{"$f":"\"\"","v":""},"","","","","","",{"$f":"\"\"","v":""}]
[294,null,null,null,null,null,null,null,null,null,null,35,null,null,null,null,null,null,null,null,null,null,null,null,null,null,null,null,null,null,null,null,null,null,null,null,null,null,null,null,null,null,null,null,null,null,null,null,null,null,null,null,null,null,null,null,null,null,null,null,null,null,null,null,null,null,null,null,null,null,null,null,null,"2014-01-13T05:00:00",{"$f":"\"\"","v":""},{"$f":"\"\"","v":""},{"$f":"\"\"","v":""},{"$f":"\"\"","v":""},{"$f":"\"\"","v":""},{"$f":"\"\"","v":""},{"$f":"\"\"","v":""},"","","","","","",{"$f":"\"\"","v":""}]
[295,null,null,null,null,null,null,null,null,null,null,35,null,null,null,null,null,null,null,null,null,null,null,null,null,null,null,null,null,null,null,null,null,null,null,null,null,null,null,null,null,null,null,null,null,null,null,null,null,null,null,null,null,null,null,null,null,null,null,null,null,null,null,null,null,null,null,null,null,null,null,null,null,"2014-01-13T06:00:00",{"$f":"\"\"","v":""},{"$f":"\"\"","v":""},{"$f":"\"\"","v":""},{"$f":"\"\"","v":""},{"$f":"\"\"","v":""},{"$f":"\"\"","v":""},{"$f":"\"\"","v":""},20,20,20,20,20,20,20]
[296,null,null,null,null,null,null,null,null,null,null,35,null,null,null,null,null,null,null,null,null,null,null,null,null,null,null,null,null,null,null,null,null,null,null,null,null,null,null,null,null,null,null,null,null,null,null,null,null,null,null,null,null,null,null,null,null,null,null,null,null,null,null,null,null,null,null,null,null,null,null,null,null,"2014-01-13T07:00:00",{"$f":"\"\"","v":""},{"$f":"\"\"","v":""},{"$f":"\"\"","v":""},{"$f":"\"\"","v":""},{"$f":"\"\"","v":""},{"$f":"\"\"","v":""},{"$f":"\"\"","v":""},20,20,20,20,20,20,20]
[297,null,null,null,null,null,null,null,null,null,null,35,null,null,null,null,null,null,null,null,null,null,null,null,null,null,null,null,null,null,null,null,null,null,null,null,null,null,null,null,null,null,null,null,null,null,null,null,null,null,null,null,null,null,null,null,null,null,null,null,null,null,null,null,null,null,null,null,null,null,null,null,null,"2014-01-13T08:00:00",{"$f":"\"\"","v":""},{"$f":"\"\"","v":""},{"$f":"\"\"","v":""},{"$f":"\"\"","v":""},{"$f":"\"\"","v":""},{"$f":"\"\"","v":""},{"$f":"\"\"","v":""},20,20,20,20,20,20,20]
[298,null,null,null,null,null,null,null,null,null,null,35,null,null,null,null,null,null,null,null,null,null,null,null,null,null,null,null,null,null,null,null,null,null,null,null,null,null,null,null,null,null,null,null,null,null,null,null,null,null,null,null,null,null,null,null,null,null,null,null,null,null,null,null,null,null,null,null,null,null,null,null,null,"2014-01-13T09:00:00",{"$f":"\"\"","v":""},{"$f":"\"\"","v":""},{"$f":"\"\"","v":""},{"$f":"\"\"","v":""},{"$f":"\"\"","v":""},{"$f":"\"\"","v":""},{"$f":"\"\"","v":""},{"$f":"CD275","v":20},20,20,20,20,20,20]
[299,null,null,null,null,null,null,null,null,null,null,35,null,null,null,null,null,null,null,null,null,null,null,null,null,null,null,null,null,null,null,null,null,null,null,null,null,null,null,null,null,null,null,null,null,null,null,null,null,null,null,null,null,null,null,null,null,null,null,null,null,null,null,null,null,null,null,null,null,null,null,null,null,"2014-01-13T10:00:00",{"$f":"\"\"","v":""},{"$f":"\"\"","v":""},{"$f":"\"\"","v":""},{"$f":"\"\"","v":""},{"$f":"\"\"","v":""},{"$f":"\"\"","v":""},{"$f":"\"\"","v":""},"","","","","","",{"$f":"\"\"","v":""}]
[300,null,null,null,null,null,null,null,null,null,null,35,null,null,null,null,null,null,null,null,null,null,null,null,null,null,null,null,null,null,null,null,null,null,null,null,null,null,null,null,null,null,null,null,null,null,null,null,null,null,null,null,null,null,null,null,null,null,null,null,null,null,null,null,null,null,null,null,null,null,null,null,null,"2014-01-13T11:00:00",{"$f":"\"\"","v":""},{"$f":"\"\"","v":""},{"$f":"\"\"","v":""},{"$f":"\"\"","v":""},{"$f":"\"\"","v":""},{"$f":"\"\"","v":""},{"$f":"\"\"","v":""},"","","","","","",{"$f":"\"\"","v":""}]
[301,null,null,null,null,null,null,null,null,null,null,35,null,null,null,null,null,null,null,null,null,null,null,null,null,null,null,null,null,null,null,null,null,null,null,null,null,null,null,null,null,null,null,null,null,null,null,null,null,null,null,null,null,null,null,null,null,null,null,null,null,null,null,null,null,null,null,null,null,null,null,null,null,"2014-01-13T12:00:00",{"$f":"\"\"","v":""},{"$f":"\"\"","v":""},{"$f":"\"\"","v":""},{"$f":"\"\"","v":""},{"$f":"\"\"","v":""},{"$f":"\"\"","v":""},{"$f":"\"\"","v":""},20,20,20,20,20,20,20]
[302,null,null,null,null,null,null,null,null,null,null,35,null,null,null,null,null,null,null,null,null,null,null,null,null,null,null,null,null,null,null,null,null,null,null,null,null,null,null,null,null,null,null,null,null,null,null,null,null,null,null,null,null,null,null,null,null,null,null,null,null,null,null,null,null,null,null,null,null,null,null,null,null,"2014-01-13T13:00:00",{"$f":"\"\"","v":""},{"$f":"\"\"","v":""},{"$f":"\"\"","v":""},{"$f":"\"\"","v":""},{"$f":"\"\"","v":""},{"$f":"\"\"","v":""},{"$f":"\"\"","v":""},20,20,20,20,20,20,20]
[303,null,null,null,null,null,null,null,null,null,null,35,null,null,null,null,null,null,null,null,null,null,null,null,null,null,null,null,null,null,null,null,null,null,null,null,null,null,null,null,null,null,null,null,null,null,null,null,null,null,null,null,null,null,null,null,null,null,null,null,null,null,null,null,null,null,null,null,null,null,null,null,null,"2014-01-13T14:00:00",{"$f":"\"\"","v":""},{"$f":"\"\"","v":""},{"$f":"\"\"","v":""},{"$f":"\"\"","v":""},{"$f":"\"\"","v":""},{"$f":"\"\"","v":""},{"$f":"\"\"","v":""},"","","","","","",{"$f":"\"\"","v":""}]
[304,null,null,null,null,null,null,null,null,null,null,35,null,null,null,null,null,null,null,null,null,null,null,null,null,null,null,null,null,null,null,null,null,null,null,null,null,null,null,null,null,null,null,null,null,null,null,null,null,null,null,null,null,null,null,null,null,null,null,null,null,null,null,null,null,null,null,null,null,null,null,null,null,"2014-01-13T15:00:00",{"$f":"\"\"","v":""},{"$f":"\"\"","v":""},{"$f":"\"\"","v":""},{"$f":"\"\"","v":""},{"$f":"\"\"","v":""},{"$f":"\"\"","v":""},{"$f":"\"\"","v":""},"","","","","","",{"$f":"\"\"","v":""}]
[305,null,null,null,null,null,null,null,null,null,null,35,null,null,null,null,null,null,null,null,null,null,null,null,null,null,null,null,null,null,null,null,null,null,null,null,null,null,null,null,null,null,null,null,null,null,null,null,null,null,null,null,null,null,null,null,null,null,null,null,null,null,null,null,null,null,null,null,null,null,null,null,null,"2014-01-13T16:00:00",{"$f":"\"\"","v":""},{"$f":"\"\"","v":""},{"$f":"\"\"","v":""},{"$f":"\"\"","v":""},{"$f":"\"\"","v":""},{"$f":"\"\"","v":""},{"$f":"\"\"","v":""},20,20,20,20,20,20,20]
[306,null,null,null,null,null,null,null,null,null,null,35,null,null,null,null,null,null,null,null,null,null,null,null,null,null,null,null,null,null,null,null,null,null,null,null,null,null,null,null,null,null,null,null,null,null,null,null,null,null,null,null,null,null,null,null,null,null,null,null,null,null,null,null,null,null,null,null,null,null,null,null,null,"2014-01-13T17:00:00",{"$f":"\"\"","v":""},{"$f":"\"\"","v":""},{"$f":"\"\"","v":""},{"$f":"\"\"","v":""},{"$f":"\"\"","v":""},{"$f":"\"\"","v":""},{"$f":"\"\"","v":""},20,20,20,20,20,20,20]
[307,null,null,null,null,null,null,null,null,null,null,35,null,null,null,null,null,null,null,null,null,null,null,null,null,null,null,null,null,null,null,null,null,null,null,null,null,null,null,null,null,null,null,null,null,null,null,null,null,null,null,null,null,null,null,null,null,null,null,null,null,null,null,null,null,null,null,null,null,null,null,null,null,"2014-01-13T18:00:00",{"$f":"\"\"","v":""},{"$f":"\"\"","v":""},{"$f":"\"\"","v":""},{"$f":"\"\"","v":""},{"$f":"\"\"","v":""},{"$f":"\"\"","v":""},{"$f":"\"\"","v":""},20,20,20,20,20,20,20]
[308,null,null,null,null,null,null,null,null,null,null,35,null,null,null,null,null,null,null,null,null,null,null,null,null,null,null,null,null,null,null,null,null,null,null,null,null,null,null,null,null,null,null,null,null,null,null,null,null,null,null,null,null,null,null,null,null,null,null,null,null,null,null,null,null,null,null,null,null,null,null,null,null,"2014-01-13T19:00:00",{"$f":"\"\"","v":""},{"$f":"\"\"","v":""},{"$f":"\"\"","v":""},{"$f":"\"\"","v":""},{"$f":"\"\"","v":""},{"$f":"\"\"","v":""},{"$f":"\"\"","v":""},20,20,20,20,20,20,20]
[309,null,null,null,null,null,null,null,null,null,null,35,null,null,null,null,null,null,null,null,null,null,null,null,null,null,null,null,null,null,null,null,null,null,null,null,null,null,null,null,null,null,null,null,null,null,null,null,null,null,null,null,null,null,null,null,null,null,null,null,null,null,null,null,null,null,null,null,null,null,null,null,null,"2014-01-13T20:00:00",{"$f":"\"\"","v":""},{"$f":"\"\"","v":""},{"$f":"\"\"","v":""},{"$f":"\"\"","v":""},{"$f":"\"\"","v":""},{"$f":"\"\"","v":""},{"$f":"\"\"","v":""},20,20,20,20,20,20,20]
[310,null,null,null,null,null,null,null,null,null,null,35,null,null,null,null,null,null,null,null,null,null,null,null,null,null,null,null,null,null,null,null,null,null,null,null,null,null,null,null,null,null,null,null,null,null,null,null,null,null,null,null,null,null,null,null,null,null,null,null,null,null,null,null,null,null,null,null,null,null,null,null,null,"2014-01-13T21:00:00",{"$f":"\"\"","v":""},{"$f":"\"\"","v":""},{"$f":"\"\"","v":""},{"$f":"\"\"","v":""},{"$f":"\"\"","v":""},{"$f":"\"\"","v":""},{"$f":"\"\"","v":""},20,20,20,20,20,20,20]
[311,null,null,null,null,null,null,null,null,null,null,35,null,null,null,null,null,null,null,null,null,null,null,null,null,null,null,null,null,null,null,null,null,null,null,null,null,null,null,null,null,null,null,null,null,null,null,null,null,null,null,null,null,null,null,null,null,null,null,null,null,null,null,null,null,null,null,null,null,null,null,null,null,"2014-01-13T22:00:00",{"$f":"\"\"","v":""},{"$f":"\"\"","v":""},{"$f":"\"\"","v":""},{"$f":"\"\"","v":""},{"$f":"\"\"","v":""},{"$f":"\"\"","v":""},{"$f":"\"\"","v":""},20,20,20,20,20,20,20]
[312,null,null,null,null,null,null,null,null,null,null,35,null,null,null,null,null,null,null,null,null,null,null,null,null,null,null,null,null,null,null,null,null,null,null,null,null,null,null,null,null,null,null,null,null,null,null,null,null,null,null,null,null,null,null,null,null,null,null,null,null,null,null,null,null,null,null,null,null,null,null,null,null,"2014-01-13T23:00:00",{"$f":"\"\"","v":""},{"$f":"\"\"","v":""},{"$f":"\"\"","v":""},{"$f":"\"\"","v":""},{"$f":"\"\"","v":""},{"$f":"\"\"","v":""},{"$f":"\"\"","v":""},20,20,20,20,20,20,20]
[313,null,null,null,null,null,null,null,null,null,null,35,null,null,null,null,null,null,null,null,null,null,null,null,null,null,null,null,null,null,null,null,null,null,null,null,null,null,null,null,null,null,null,null,null,null,null,null,null,null,null,null,null,null,null,null,null,null,null,null,null,null,null,null,null,null,null,null,null,null,null,null,null,"2014-01-14",{"$f":"\"\"","v":""},{"$f":"\"\"","v":""},{"$f":"\"\"","v":""},{"$f":"\"\"","v":""},{"$f":"\"\"","v":""},{"$f":"\"\"","v":""},{"$f":"\"\"","v":""},"","","","","","",{"$f":"\"\"","v":""}]
[314,null,null,null,null,null,null,null,null,null,null,35,null,null,null,null,null,null,null,null,null,null,null,null,null,null,null,null,null,null,null,null,null,null,null,null,null,null,null,null,null,null,null,null,null,null,null,null,null,null,null,null,null,null,null,null,null,null,null,null,null,null,null,null,null,null,null,null,null,null,null,null,null,"2014-01-14T01:00:00",{"$f":"\"\"","v":""},{"$f":"\"\"","v":""},{"$f":"\"\"","v":""},{"$f":"\"\"","v":""},{"$f":"\"\"","v":""},{"$f":"\"\"","v":""},{"$f":"\"\"","v":""},{"$f":"CD291","v":""},"","","","","",{"$f":"\"\"","v":""}]
[315,null,null,null,null,null,null,null,null,null,null,35,null,null,null,null,null,null,null,null,null,null,null,null,null,null,null,null,null,null,null,null,null,null,null,null,null,null,null,null,null,null,null,null,null,null,null,null,null,null,null,null,null,null,null,null,null,null,null,null,null,null,null,null,null,null,null,null,null,null,null,null,null,"2014-01-14T02:00:00",{"$f":"\"\"","v":""},{"$f":"\"\"","v":""},{"$f":"\"\"","v":""},{"$f":"\"\"","v":""},{"$f":"\"\"","v":""},{"$f":"\"\"","v":""},{"$f":"\"\"","v":""},"","","","","","",{"$f":"\"\"","v":""}]
[316,null,null,null,null,null,null,null,null,null,null,35,null,null,null,null,null,null,null,null,null,null,null,null,null,null,null,null,null,null,null,null,null,null,null,null,null,null,null,null,null,null,null,null,null,null,null,null,null,null,null,null,null,null,null,null,null,null,null,null,null,null,null,null,null,null,null,null,null,null,null,null,null,"2014-01-14T03:00:00",{"$f":"\"\"","v":""},{"$f":"\"\"","v":""},{"$f":"\"\"","v":""},{"$f":"\"\"","v":""},{"$f":"\"\"","v":""},{"$f":"\"\"","v":""},{"$f":"\"\"","v":""},"","","","","","",{"$f":"\"\"","v":""}]
[317,null,null,null,null,null,null,null,null,null,null,35,null,null,null,null,null,null,null,null,null,null,null,null,null,null,null,null,null,null,null,null,null,null,null,null,null,null,null,null,null,null,null,null,null,null,null,null,null,null,null,null,null,null,null,null,null,null,null,null,null,null,null,null,null,null,null,null,null,null,null,null,null,"2014-01-14T04:00:00",{"$f":"\"\"","v":""},{"$f":"\"\"","v":""},{"$f":"\"\"","v":""},{"$f":"\"\"","v":""},{"$f":"\"\"","v":""},{"$f":"\"\"","v":""},{"$f":"\"\"","v":""},"","","","","","",{"$f":"\"\"","v":""}]
[318,null,null,null,null,null,null,null,null,null,null,35,null,null,null,null,null,null,null,null,null,null,null,null,null,null,null,null,null,null,null,null,null,null,null,null,null,null,null,null,null,null,null,null,null,null,null,null,null,null,null,null,null,null,null,null,null,null,null,null,null,null,null,null,null,null,null,null,null,null,null,null,null,"2014-01-14T05:00:00",{"$f":"\"\"","v":""},{"$f":"\"\"","v":""},{"$f":"\"\"","v":""},{"$f":"\"\"","v":""},{"$f":"\"\"","v":""},{"$f":"\"\"","v":""},{"$f":"\"\"","v":""},"","","","","","",{"$f":"\"\"","v":""}]
[319,null,null,null,null,null,null,null,null,null,null,35,null,null,null,null,null,null,null,null,null,null,null,null,null,null,null,null,null,null,null,null,null,null,null,null,null,null,null,null,null,null,null,null,null,null,null,null,null,null,null,null,null,null,null,null,null,null,null,null,null,null,null,null,null,null,null,null,null,null,null,null,null,"2014-01-14T06:00:00",{"$f":"\"\"","v":""},{"$f":"\"\"","v":""},{"$f":"\"\"","v":""},{"$f":"\"\"","v":""},{"$f":"\"\"","v":""},{"$f":"\"\"","v":""},{"$f":"\"\"","v":""},20,20,20,20,20,20,20]
[320,null,null,null,null,null,null,null,null,null,null,35,null,null,null,null,null,null,null,null,null,null,null,null,null,null,null,null,null,null,null,null,null,null,null,null,null,null,null,null,null,null,null,null,null,null,null,null,null,null,null,null,null,null,null,null,null,null,null,null,null,null,null,null,null,null,null,null,null,null,null,null,null,"2014-01-14T07:00:00",{"$f":"\"\"","v":""},{"$f":"\"\"","v":""},{"$f":"\"\"","v":""},{"$f":"\"\"","v":""},{"$f":"\"\"","v":""},{"$f":"\"\"","v":""},{"$f":"\"\"","v":""},20,20,20,20,20,20,20]
[321,null,null,null,null,null,null,null,null,null,null,35,null,null,null,null,null,null,null,null,null,null,null,null,null,null,null,null,null,null,null,null,null,null,null,null,null,null,null,null,null,null,null,null,null,null,null,null,null,null,null,null,null,null,null,null,null,null,null,null,null,null,null,null,null,null,null,null,null,null,null,null,null,"2014-01-14T08:00:00",{"$f":"\"\"","v":""},{"$f":"\"\"","v":""},{"$f":"\"\"","v":""},{"$f":"\"\"","v":""},{"$f":"\"\"","v":""},{"$f":"\"\"","v":""},{"$f":"\"\"","v":""},20,20,20,20,20,20,20]
[322,null,null,null,null,null,null,null,null,null,null,35,null,null,null,null,null,null,null,null,null,null,null,null,null,null,null,null,null,null,null,null,null,null,null,null,null,null,null,null,null,null,null,null,null,null,null,null,null,null,null,null,null,null,null,null,null,null,null,null,null,null,null,null,null,null,null,null,null,null,null,null,null,"2014-01-14T09:00:00",{"$f":"\"\"","v":""},{"$f":"\"\"","v":""},{"$f":"\"\"","v":""},{"$f":"\"\"","v":""},{"$f":"\"\"","v":""},{"$f":"\"\"","v":""},{"$f":"\"\"","v":""},20,20,20,20,20,20,20]
[323,null,null,null,null,null,null,null,null,null,null,35,null,null,null,null,null,null,null,null,null,null,null,null,null,null,null,null,null,null,null,null,null,null,null,null,null,null,null,null,null,null,null,null,null,null,null,null,null,null,null,null,null,null,null,null,null,null,null,null,null,null,null,null,null,null,null,null,null,null,null,null,null,"2014-01-14T10:00:00",{"$f":"\"\"","v":""},{"$f":"\"\"","v":""},{"$f":"\"\"","v":""},{"$f":"\"\"","v":""},{"$f":"\"\"","v":""},{"$f":"\"\"","v":""},{"$f":"\"\"","v":""},"","","","","","",{"$f":"\"\"","v":""}]
[324,null,null,null,null,null,null,null,null,null,null,35,null,null,null,null,null,null,null,null,null,null,null,null,null,null,null,null,null,null,null,null,null,null,null,null,null,null,null,null,null,null,null,null,null,null,null,null,null,null,null,null,null,null,null,null,null,null,null,null,null,null,null,null,null,null,null,null,null,null,null,null,null,{"$f":"BV324+1/24","v":"2014-01-14T11:00:00"},{"$f":"\"\"","v":""},{"$f":"\"\"","v":""},{"$f":"\"\"","v":""},{"$f":"\"\"","v":""},{"$f":"\"\"","v":""},{"$f":"\"\"","v":""},{"$f":"\"\"","v":""},"","","","","","",{"$f":"\"\"","v":""}]
[325,null,null,null,null,null,null,null,null,null,null,35,null,null,null,null,null,null,null,null,null,null,null,null,null,null,null,null,null,null,null,null,null,null,null,null,null,null,null,null,null,null,null,null,null,null,null,null,null,null,null,null,null,null,null,null,null,null,null,null,null,null,null,null,null,null,null,null,null,null,null,null,null,"2014-01-14T12:00:00",{"$f":"\"\"","v":""},{"$f":"\"\"","v":""},{"$f":"\"\"","v":""},{"$f":"\"\"","v":""},{"$f":"\"\"","v":""},{"$f":"\"\"","v":""},{"$f":"\"\"","v":""},20,20,20,20,20,20,20]
[326,null,null,null,null,null,null,null,null,null,null,35,null,null,null,null,null,null,null,null,null,null,null,null,null,null,null,null,null,null,null,null,null,null,null,null,null,null,null,null,null,null,null,null,null,null,null,null,null,null,null,null,null,null,null,null,null,null,null,null,null,null,null,null,null,null,null,null,null,null,null,null,null,"2014-01-14T13:00:00",{"$f":"\"\"","v":""},{"$f":"\"\"","v":""},{"$f":"\"\"","v":""},{"$f":"\"\"","v":""},{"$f":"\"\"","v":""},{"$f":"\"\"","v":""},{"$f":"\"\"","v":""},20,20,20,20,20,20,20]
[327,null,null,null,null,null,null,null,null,null,null,35,null,null,null,null,null,null,null,null,null,null,null,null,null,null,null,null,null,null,null,null,null,null,null,null,null,null,null,null,null,null,null,null,null,null,null,null,null,null,null,null,null,null,null,null,null,null,null,null,null,null,null,null,null,null,null,null,null,null,null,null,null,"2014-01-14T14:00:00",{"$f":"\"\"","v":""},{"$f":"\"\"","v":""},{"$f":"\"\"","v":""},{"$f":"\"\"","v":""},{"$f":"\"\"","v":""},{"$f":"\"\"","v":""},{"$f":"\"\"","v":""},"","","","","","",{"$f":"\"\"","v":""}]
[328,null,null,null,null,null,null,null,null,null,null,35,null,null,null,null,null,null,null,null,null,null,null,null,null,null,null,null,null,null,null,null,null,null,null,null,null,null,null,null,null,null,null,null,null,null,null,null,null,null,null,null,null,null,null,null,null,null,null,null,null,null,null,null,null,null,null,null,null,null,null,null,null,"2014-01-14T15:00:00",{"$f":"\"\"","v":""},{"$f":"\"\"","v":""},{"$f":"\"\"","v":""},{"$f":"\"\"","v":""},{"$f":"\"\"","v":""},{"$f":"\"\"","v":""},{"$f":"\"\"","v":""},"","","","","","",{"$f":"\"\"","v":""}]
[329,null,null,null,null,null,null,null,null,null,null,35,null,null,null,null,null,null,null,null,null,null,null,null,null,null,null,null,null,null,null,null,null,null,null,null,null,null,null,null,null,null,null,null,null,null,null,null,null,null,null,null,null,null,null,null,null,null,null,null,null,null,null,null,null,null,null,null,null,null,null,null,null,"2014-01-14T16:00:00",{"$f":"\"\"","v":""},{"$f":"\"\"","v":""},{"$f":"\"\"","v":""},{"$f":"\"\"","v":""},{"$f":"\"\"","v":""},{"$f":"\"\"","v":""},{"$f":"\"\"","v":""},20,20,20,20,20,20,20]
[330,null,null,null,null,null,null,null,null,null,null,35,null,null,null,null,null,null,null,null,null,null,null,null,null,null,null,null,null,null,null,null,null,null,null,null,null,null,null,null,null,null,null,null,null,null,null,null,null,null,null,null,null,null,null,null,null,null,null,null,null,null,null,null,null,null,null,null,null,null,null,null,null,"2014-01-14T17:00:00",{"$f":"\"\"","v":""},{"$f":"\"\"","v":""},{"$f":"\"\"","v":""},{"$f":"\"\"","v":""},{"$f":"\"\"","v":""},{"$f":"\"\"","v":""},{"$f":"\"\"","v":""},{"$f":"CD307","v":20},20,20,20,20,20,20]
[331,null,null,null,null,null,null,null,null,null,null,35,null,null,null,null,null,null,null,null,null,null,null,null,null,null,null,null,null,null,null,null,null,null,null,null,null,null,null,null,null,null,null,null,null,null,null,null,null,null,null,null,null,null,null,null,null,null,null,null,null,null,null,null,null,null,null,null,null,null,null,null,null,"2014-01-14T18:00:00",{"$f":"\"\"","v":""},{"$f":"\"\"","v":""},{"$f":"\"\"","v":""},{"$f":"\"\"","v":""},{"$f":"\"\"","v":""},{"$f":"\"\"","v":""},{"$f":"\"\"","v":""},20,20,20,20,20,20,20]
[332,null,null,null,null,null,null,null,null,null,null,35,null,null,null,null,null,null,null,null,null,null,null,null,null,null,null,null,null,null,null,null,null,null,null,null,null,null,null,null,null,null,null,null,null,null,null,null,null,null,null,null,null,null,null,null,null,null,null,null,null,null,null,null,null,null,null,null,null,null,null,null,null,"2014-01-14T19:00:00",{"$f":"\"\"","v":""},{"$f":"\"\"","v":""},{"$f":"\"\"","v":""},{"$f":"\"\"","v":""},{"$f":"\"\"","v":""},{"$f":"\"\"","v":""},{"$f":"\"\"","v":""},20,20,20,20,20,20,20]
[333,null,null,null,null,null,null,null,null,null,null,35,null,null,null,null,null,null,null,null,null,null,null,null,null,null,null,null,null,null,null,null,null,null,null,null,null,null,null,null,null,null,null,null,null,null,null,null,null,null,null,null,null,null,null,null,null,null,null,null,null,null,null,null,null,null,null,null,null,null,null,null,null,"2014-01-14T20:00:00",{"$f":"\"\"","v":""},{"$f":"\"\"","v":""},{"$f":"\"\"","v":""},{"$f":"\"\"","v":""},{"$f":"\"\"","v":""},{"$f":"\"\"","v":""},{"$f":"\"\"","v":""},20,20,20,20,20,20,20]
[334,null,null,null,null,null,null,null,null,null,null,35,null,null,null,null,null,null,null,null,null,null,null,null,null,null,null,null,null,null,null,null,null,null,null,null,null,null,null,null,null,null,null,null,null,null,null,null,null,null,null,null,null,null,null,null,null,null,null,null,null,null,null,null,null,null,null,null,null,null,null,null,null,"2014-01-14T21:00:00",{"$f":"\"\"","v":""},{"$f":"\"\"","v":""},{"$f":"\"\"","v":""},{"$f":"\"\"","v":""},{"$f":"\"\"","v":""},{"$f":"\"\"","v":""},{"$f":"\"\"","v":""},20,20,20,20,20,20,20]
[335,null,null,null,null,null,null,null,null,null,null,35,null,null,null,null,null,null,null,null,null,null,null,null,null,null,null,null,null,null,null,null,null,null,null,null,null,null,null,null,null,null,null,null,null,null,null,null,null,null,null,null,null,null,null,null,null,null,null,null,null,null,null,null,null,null,null,null,null,null,null,null,null,"2014-01-14T22:00:00",{"$f":"\"\"","v":""},{"$f":"\"\"","v":""},{"$f":"\"\"","v":""},{"$f":"\"\"","v":""},{"$f":"\"\"","v":""},{"$f":"\"\"","v":""},{"$f":"\"\"","v":""},20,20,20,20,20,20,20]
[336,null,null,null,null,null,null,null,null,null,null,35,null,null,null,null,null,null,null,null,null,null,null,null,null,null,null,null,null,null,null,null,null,null,null,null,null,null,null,null,null,null,null,null,null,null,null,null,null,null,null,null,null,null,null,null,null,null,null,null,null,null,null,null,null,null,null,null,null,null,null,null,null,"2014-01-14T23:00:00",{"$f":"\"\"","v":""},{"$f":"\"\"","v":""},{"$f":"\"\"","v":""},{"$f":"\"\"","v":""},{"$f":"\"\"","v":""},{"$f":"\"\"","v":""},{"$f":"\"\"","v":""},20,20,20,20,20,20,20]
[337,null,null,null,null,null,null,null,null,null,null,35,null,null,null,null,null,null,null,null,null,null,null,null,null,null,null,null,null,null,null,null,null,null,null,null,null,null,null,null,null,null,null,null,null,null,null,null,null,null,null,null,null,null,null,null,null,null,null,null,null,null,null,null,null,null,null,null,null,null,null,null,null,"2014-01-15",{"$f":"\"\"","v":""},{"$f":"\"\"","v":""},{"$f":"\"\"","v":""},{"$f":"\"\"","v":""},{"$f":"\"\"","v":""},{"$f":"\"\"","v":""},{"$f":"\"\"","v":""},"","","","","","",{"$f":"\"\"","v":""}]
[338,null,null,null,null,null,null,null,null,null,null,35,null,null,null,null,null,null,null,null,null,null,null,null,null,null,null,null,null,null,null,null,null,null,null,null,null,null,null,null,null,null,null,null,null,null,null,null,null,null,null,null,null,null,null,null,null,null,null,null,null,null,null,null,null,null,null,null,null,null,null,null,null,"2014-01-15T01:00:00",{"$f":"\"\"","v":""},{"$f":"\"\"","v":""},{"$f":"\"\"","v":""},{"$f":"\"\"","v":""},{"$f":"\"\"","v":""},{"$f":"\"\"","v":""},{"$f":"\"\"","v":""},"","","","","","",{"$f":"\"\"","v":""}]
[339,null,null,null,null,null,null,null,null,null,null,35,null,null,null,null,null,null,null,null,null,null,null,null,null,null,null,null,null,null,null,null,null,null,null,null,null,null,null,null,null,null,null,null,null,null,null,null,null,null,null,null,null,null,null,null,null,null,null,null,null,null,null,null,null,null,null,null,null,null,null,null,null,"2014-01-15T02:00:00",{"$f":"\"\"","v":""},{"$f":"\"\"","v":""},{"$f":"\"\"","v":""},{"$f":"\"\"","v":""},{"$f":"\"\"","v":""},{"$f":"\"\"","v":""},{"$f":"\"\"","v":""},"","","","","","",{"$f":"\"\"","v":""}]
[340,null,null,null,null,null,null,null,null,null,null,35,null,null,null,null,null,null,null,null,null,null,null,null,null,null,null,null,null,null,null,null,null,null,null,null,null,null,null,null,null,null,null,null,null,null,null,null,null,null,null,null,null,null,null,null,null,null,null,null,null,null,null,null,null,null,null,null,null,null,null,null,null,"2014-01-15T03:00:00",{"$f":"\"\"","v":""},{"$f":"\"\"","v":""},{"$f":"\"\"","v":""},{"$f":"\"\"","v":""},{"$f":"\"\"","v":""},{"$f":"\"\"","v":""},{"$f":"\"\"","v":""},"","","","","","",{"$f":"\"\"","v":""}]
[341,null,null,null,null,null,null,null,null,null,null,35,null,null,null,null,null,null,null,null,null,null,null,null,null,null,null,null,null,null,null,null,null,null,null,null,null,null,null,null,null,null,null,null,null,null,null,null,null,null,null,null,null,null,null,null,null,null,null,null,null,null,null,null,null,null,null,null,null,null,null,null,null,"2014-01-15T04:00:00",{"$f":"\"\"","v":""},{"$f":"\"\"","v":""},{"$f":"\"\"","v":""},{"$f":"\"\"","v":""},{"$f":"\"\"","v":""},{"$f":"\"\"","v":""},{"$f":"\"\"","v":""},"","","","","","",{"$f":"\"\"","v":""}]
[342,null,null,null,null,null,null,null,null,null,null,35,null,null,null,null,null,null,null,null,null,null,null,null,null,null,null,null,null,null,null,null,null,null,null,null,null,null,null,null,null,null,null,null,null,null,null,null,null,null,null,null,null,null,null,null,null,null,null,null,null,null,null,null,null,null,null,null,null,null,null,null,null,"2014-01-15T05:00:00",{"$f":"\"\"","v":""},{"$f":"\"\"","v":""},{"$f":"\"\"","v":""},{"$f":"\"\"","v":""},{"$f":"\"\"","v":""},{"$f":"\"\"","v":""},{"$f":"\"\"","v":""},"","","","","","",{"$f":"\"\"","v":""}]
[343,null,null,null,null,null,null,null,null,null,null,35,null,null,null,null,null,null,null,null,null,null,null,null,null,null,null,null,null,null,null,null,null,null,null,null,null,null,null,null,null,null,null,null,null,null,null,null,null,null,null,null,null,null,null,null,null,null,null,null,null,null,null,null,null,null,null,null,null,null,null,null,null,"2014-01-15T06:00:00",{"$f":"\"\"","v":""},{"$f":"\"\"","v":""},{"$f":"\"\"","v":""},{"$f":"\"\"","v":""},{"$f":"\"\"","v":""},{"$f":"\"\"","v":""},{"$f":"\"\"","v":""},20,20,20,20,20,20,20]
[344,null,null,null,null,null,null,null,null,null,null,35,null,null,null,null,null,null,null,null,null,null,null,null,null,null,null,null,null,null,null,null,null,null,null,null,null,null,null,null,null,null,null,null,null,null,null,null,null,null,null,null,null,null,null,null,null,null,null,null,null,null,null,null,null,null,null,null,null,null,null,null,null,"2014-01-15T07:00:00",{"$f":"\"\"","v":""},{"$f":"\"\"","v":""},{"$f":"\"\"","v":""},{"$f":"\"\"","v":""},{"$f":"\"\"","v":""},{"$f":"\"\"","v":""},{"$f":"\"\"","v":""},20,20,20,20,20,20,20]
[345,null,null,null,null,null,null,null,null,null,null,35,null,null,null,null,null,null,null,null,null,null,null,null,null,null,null,null,null,null,null,null,null,null,null,null,null,null,null,null,null,null,null,null,null,null,null,null,null,null,null,null,null,null,null,null,null,null,null,null,null,null,null,null,null,null,null,null,null,null,null,null,null,"2014-01-15T08:00:00",{"$f":"\"\"","v":""},{"$f":"\"\"","v":""},{"$f":"\"\"","v":""},{"$f":"\"\"","v":""},{"$f":"\"\"","v":""},{"$f":"\"\"","v":""},{"$f":"\"\"","v":""},20,20,20,20,20,20,20]
[346,null,null,null,null,null,null,null,null,null,null,35,null,null,null,null,null,null,null,null,null,null,null,null,null,null,null,null,null,null,null,null,null,null,null,null,null,null,null,null,null,null,null,null,null,null,null,null,null,null,null,null,null,null,null,null,null,null,null,null,null,null,null,null,null,null,null,null,null,null,null,null,null,"2014-01-15T09:00:00",{"$f":"\"\"","v":""},{"$f":"\"\"","v":""},{"$f":"\"\"","v":""},{"$f":"\"\"","v":""},{"$f":"\"\"","v":""},{"$f":"\"\"","v":""},{"$f":"\"\"","v":""},{"$f":"CD323","v":20},20,20,20,20,20,20]
[347,null,null,null,null,null,null,null,null,null,null,35,null,null,null,null,null,null,null,null,null,null,null,null,null,null,null,null,null,null,null,null,null,null,null,null,null,null,null,null,null,null,null,null,null,null,null,null,null,null,null,null,null,null,null,null,null,null,null,null,null,null,null,null,null,null,null,null,null,null,null,null,null,"2014-01-15T10:00:00",{"$f":"\"\"","v":""},{"$f":"\"\"","v":""},{"$f":"\"\"","v":""},{"$f":"\"\"","v":""},{"$f":"\"\"","v":""},{"$f":"\"\"","v":""},{"$f":"\"\"","v":""},"","","","","","",{"$f":"\"\"","v":""}]
[348,null,null,null,null,null,null,null,null,null,null,35,null,null,null,null,null,null,null,null,null,null,null,null,null,null,null,null,null,null,null,null,null,null,null,null,null,null,null,null,null,null,null,null,null,null,null,null,null,null,null,null,null,null,null,null,null,null,null,null,null,null,null,null,null,null,null,null,null,null,null,null,null,"2014-01-15T11:00:00",{"$f":"\"\"","v":""},{"$f":"\"\"","v":""},{"$f":"\"\"","v":""},{"$f":"\"\"","v":""},{"$f":"\"\"","v":""},{"$f":"\"\"","v":""},{"$f":"\"\"","v":""},"","","","","","",{"$f":"\"\"","v":""}]
[349,null,null,null,null,null,null,null,null,null,null,35,null,null,null,null,null,null,null,null,null,null,null,null,null,null,null,null,null,null,null,null,null,null,null,null,null,null,null,null,null,null,null,null,null,null,null,null,null,null,null,null,null,null,null,null,null,null,null,null,null,null,null,null,null,null,null,null,null,null,null,null,null,"2014-01-15T12:00:00",{"$f":"\"\"","v":""},{"$f":"\"\"","v":""},{"$f":"\"\"","v":""},{"$f":"\"\"","v":""},{"$f":"\"\"","v":""},{"$f":"\"\"","v":""},{"$f":"\"\"","v":""},20,20,20,20,20,20,20]
[350,null,null,null,null,null,null,null,null,null,null,35,null,null,null,null,null,null,null,null,null,null,null,null,null,null,null,null,null,null,null,null,null,null,null,null,null,null,null,null,null,null,null,null,null,null,null,null,null,null,null,null,null,null,null,null,null,null,null,null,null,null,null,null,null,null,null,null,null,null,null,null,null,"2014-01-15T13:00:00",{"$f":"\"\"","v":""},{"$f":"\"\"","v":""},{"$f":"\"\"","v":""},{"$f":"\"\"","v":""},{"$f":"\"\"","v":""},{"$f":"\"\"","v":""},{"$f":"\"\"","v":""},20,20,20,20,20,20,20]
[351,null,null,null,null,null,null,null,null,null,null,35,null,null,null,null,null,null,null,null,null,null,null,null,null,null,null,null,null,null,null,null,null,null,null,null,null,null,null,null,null,null,null,null,null,null,null,null,null,null,null,null,null,null,null,null,null,null,null,null,null,null,null,null,null,null,null,null,null,null,null,null,null,"2014-01-15T14:00:00",{"$f":"\"\"","v":""},{"$f":"\"\"","v":""},{"$f":"\"\"","v":""},{"$f":"\"\"","v":""},{"$f":"\"\"","v":""},{"$f":"\"\"","v":""},{"$f":"\"\"","v":""},"","","","","","",{"$f":"\"\"","v":""}]
[352,null,null,null,null,null,null,null,null,null,null,35,null,null,null,null,null,null,null,null,null,null,null,null,null,null,null,null,null,null,null,null,null,null,null,null,null,null,null,null,null,null,null,null,null,null,null,null,null,null,null,null,null,null,null,null,null,null,null,null,null,null,null,null,null,null,null,null,null,null,null,null,null,"2014-01-15T15:00:00",{"$f":"\"\"","v":""},{"$f":"\"\"","v":""},{"$f":"\"\"","v":""},{"$f":"\"\"","v":""},{"$f":"\"\"","v":""},{"$f":"\"\"","v":""},{"$f":"\"\"","v":""},"","","","","","",{"$f":"\"\"","v":""}]
[353,null,null,null,null,null,null,null,null,null,null,35,null,null,null,null,null,null,null,null,null,null,null,null,null,null,null,null,null,null,null,null,null,null,null,null,null,null,null,null,null,null,null,null,null,null,null,null,null,null,null,null,null,null,null,null,null,null,null,null,null,null,null,null,null,null,null,null,null,null,null,null,null,"2014-01-15T16:00:00",{"$f":"\"\"","v":""},{"$f":"\"\"","v":""},{"$f":"\"\"","v":""},{"$f":"\"\"","v":""},{"$f":"\"\"","v":""},{"$f":"\"\"","v":""},{"$f":"\"\"","v":""},20,20,20,20,20,20,20]
[354,null,null,null,null,null,null,null,null,null,null,35,null,null,null,null,null,null,null,null,null,null,null,null,null,null,null,null,null,null,null,null,null,null,null,null,null,null,null,null,null,null,null,null,null,null,null,null,null,null,null,null,null,null,null,null,null,null,null,null,null,null,null,null,null,null,null,null,null,null,null,null,null,"2014-01-15T17:00:00",{"$f":"\"\"","v":""},{"$f":"\"\"","v":""},{"$f":"\"\"","v":""},{"$f":"\"\"","v":""},{"$f":"\"\"","v":""},{"$f":"\"\"","v":""},{"$f":"\"\"","v":""},20,20,20,20,20,20,20]
[355,null,null,null,null,null,null,null,null,null,null,35,null,null,null,null,null,null,null,null,null,null,null,null,null,null,null,null,null,null,null,null,null,null,null,null,null,null,null,null,null,null,null,null,null,null,null,null,null,null,null,null,null,null,null,null,null,null,null,null,null,null,null,null,null,null,null,null,null,null,null,null,null,"2014-01-15T18:00:00",{"$f":"\"\"","v":""},{"$f":"\"\"","v":""},{"$f":"\"\"","v":""},{"$f":"\"\"","v":""},{"$f":"\"\"","v":""},{"$f":"\"\"","v":""},{"$f":"\"\"","v":""},20,20,20,20,20,20,20]
[356,null,null,null,null,null,null,null,null,null,null,35,null,null,null,null,null,null,null,null,null,null,null,null,null,null,null,null,null,null,null,null,null,null,null,null,null,null,null,null,null,null,null,null,null,null,null,null,null,null,null,null,null,null,null,null,null,null,null,null,null,null,null,null,null,null,null,null,null,null,null,null,null,"2014-01-15T19:00:00",{"$f":"\"\"","v":""},{"$f":"\"\"","v":""},{"$f":"\"\"","v":""},{"$f":"\"\"","v":""},{"$f":"\"\"","v":""},{"$f":"\"\"","v":""},{"$f":"\"\"","v":""},20,20,20,20,20,20,20]
[357,null,null,null,null,null,null,null,null,null,null,35,null,null,null,null,null,null,null,null,null,null,null,null,null,null,null,null,null,null,null,null,null,null,null,null,null,null,null,null,null,null,null,null,null,null,null,null,null,null,null,null,null,null,null,null,null,null,null,null,null,null,null,null,null,null,null,null,null,null,null,null,null,"2014-01-15T20:00:00",{"$f":"\"\"","v":""},{"$f":"\"\"","v":""},{"$f":"\"\"","v":""},{"$f":"\"\"","v":""},{"$f":"\"\"","v":""},{"$f":"\"\"","v":""},{"$f":"\"\"","v":""},20,20,20,20,20,20,20]
[358,null,null,null,null,null,null,null,null,null,null,35,null,null,null,null,null,null,null,null,null,null,null,null,null,null,null,null,null,null,null,null,null,null,null,null,null,null,null,null,null,null,null,null,null,null,null,null,null,null,null,null,null,null,null,null,null,null,null,null,null,null,null,null,null,null,null,null,null,null,null,null,null,"2014-01-15T21:00:00",{"$f":"\"\"","v":""},{"$f":"\"\"","v":""},{"$f":"\"\"","v":""},{"$f":"\"\"","v":""},{"$f":"\"\"","v":""},{"$f":"\"\"","v":""},{"$f":"\"\"","v":""},20,20,20,20,20,20,20]
[359,null,null,null,null,null,null,null,null,null,null,35,null,null,null,null,null,null,null,null,null,null,null,null,null,null,null,null,null,null,null,null,null,null,null,null,null,null,null,null,null,null,null,null,null,null,null,null,null,null,null,null,null,null,null,null,null,null,null,null,null,null,null,null,null,null,null,null,null,null,null,null,null,"2014-01-15T22:00:00",{"$f":"\"\"","v":""},{"$f":"\"\"","v":""},{"$f":"\"\"","v":""},{"$f":"\"\"","v":""},{"$f":"\"\"","v":""},{"$f":"\"\"","v":""},{"$f":"\"\"","v":""},20,20,20,20,20,20,20]
[360,null,null,null,null,null,null,null,null,null,null,35,null,null,null,null,null,null,null,null,null,null,null,null,null,null,null,null,null,null,null,null,null,null,null,null,null,null,null,null,null,null,null,null,null,null,null,null,null,null,null,null,null,null,null,null,null,null,null,null,null,null,null,null,null,null,null,null,null,null,null,null,null,"2014-01-15T23:00:00",{"$f":"\"\"","v":""},{"$f":"\"\"","v":""},{"$f":"\"\"","v":""},{"$f":"\"\"","v":""},{"$f":"\"\"","v":""},{"$f":"\"\"","v":""},{"$f":"\"\"","v":""},20,20,20,20,20,20,20]
[361,null,null,null,null,null,null,null,null,null,null,35,null,null,null,null,null,null,null,null,null,null,null,null,null,null,null,null,null,null,null,null,null,null,null,null,null,null,null,null,null,null,null,null,null,null,null,null,null,null,null,null,null,null,null,null,null,null,null,null,null,null,null,null,null,null,null,null,null,null,null,null,null,"2014-01-16",{"$f":"\"\"","v":""},{"$f":"\"\"","v":""},{"$f":"\"\"","v":""},{"$f":"\"\"","v":""},{"$f":"\"\"","v":""},{"$f":"\"\"","v":""},{"$f":"\"\"","v":""},"","","","","","",{"$f":"\"\"","v":""}]
[362,null,null,null,null,null,null,null,null,null,null,35,null,null,null,null,null,null,null,null,null,null,null,null,null,null,null,null,null,null,null,null,null,null,null,null,null,null,null,null,null,null,null,null,null,null,null,null,null,null,null,null,null,null,null,null,null,null,null,null,null,null,null,null,null,null,null,null,null,null,null,null,null,"2014-01-16T01:00:00",{"$f":"\"\"","v":""},{"$f":"\"\"","v":""},{"$f":"\"\"","v":""},{"$f":"\"\"","v":""},{"$f":"\"\"","v":""},{"$f":"\"\"","v":""},{"$f":"\"\"","v":""},{"$f":"CD339","v":""},"","","","","",{"$f":"\"\"","v":""}]
[363,null,null,null,null,null,null,null,null,null,null,35,null,null,null,null,null,null,null,null,null,null,null,null,null,null,null,null,null,null,null,null,null,null,null,null,null,null,null,null,null,null,null,null,null,null,null,null,null,null,null,null,null,null,null,null,null,null,null,null,null,null,null,null,null,null,null,null,null,null,null,null,null,"2014-01-16T02:00:00",{"$f":"\"\"","v":""},{"$f":"\"\"","v":""},{"$f":"\"\"","v":""},{"$f":"\"\"","v":""},{"$f":"\"\"","v":""},{"$f":"\"\"","v":""},{"$f":"\"\"","v":""},"","","","","","",{"$f":"\"\"","v":""}]
[364,null,null,null,null,null,null,null,null,null,null,35,null,null,null,null,null,null,null,null,null,null,null,null,null,null,null,null,null,null,null,null,null,null,null,null,null,null,null,null,null,null,null,null,null,null,null,null,null,null,null,null,null,null,null,null,null,null,null,null,null,null,null,null,null,null,null,null,null,null,null,null,null,"2014-01-16T03:00:00",{"$f":"\"\"","v":""},{"$f":"\"\"","v":""},{"$f":"\"\"","v":""},{"$f":"\"\"","v":""},{"$f":"\"\"","v":""},{"$f":"\"\"","v":""},{"$f":"\"\"","v":""},"","","","","","",{"$f":"\"\"","v":""}]
[365,null,null,null,null,null,null,null,null,null,null,35,null,null,null,null,null,null,null,null,null,null,null,null,null,null,null,null,null,null,null,null,null,null,null,null,null,null,null,null,null,null,null,null,null,null,null,null,null,null,null,null,null,null,null,null,null,null,null,null,null,null,null,null,null,null,null,null,null,null,null,null,null,"2014-01-16T04:00:00",{"$f":"\"\"","v":""},{"$f":"\"\"","v":""},{"$f":"\"\"","v":""},{"$f":"\"\"","v":""},{"$f":"\"\"","v":""},{"$f":"\"\"","v":""},{"$f":"\"\"","v":""},"","","","","","",{"$f":"\"\"","v":""}]
[366,null,null,null,null,null,null,null,null,null,null,35,null,null,null,null,null,null,null,null,null,null,null,null,null,null,null,null,null,null,null,null,null,null,null,null,null,null,null,null,null,null,null,null,null,null,null,null,null,null,null,null,null,null,null,null,null,null,null,null,null,null,null,null,null,null,null,null,null,null,null,null,null,"2014-01-16T05:00:00",{"$f":"\"\"","v":""},{"$f":"\"\"","v":""},{"$f":"\"\"","v":""},{"$f":"\"\"","v":""},{"$f":"\"\"","v":""},{"$f":"\"\"","v":""},{"$f":"\"\"","v":""},"","","","","","",{"$f":"\"\"","v":""}]
[367,null,null,null,null,null,null,null,null,null,null,35,null,null,null,null,null,null,null,null,null,null,null,null,null,null,null,null,null,null,null,null,null,null,null,null,null,null,null,null,null,null,null,null,null,null,null,null,null,null,null,null,null,null,null,null,null,null,null,null,null,null,null,null,null,null,null,null,null,null,null,null,null,"2014-01-16T06:00:00",{"$f":"\"\"","v":""},{"$f":"\"\"","v":""},{"$f":"\"\"","v":""},{"$f":"\"\"","v":""},{"$f":"\"\"","v":""},{"$f":"\"\"","v":""},{"$f":"\"\"","v":""},20,20,20,20,20,20,20]
[368,null,null,null,null,null,null,null,null,null,null,35,null,null,null,null,null,null,null,null,null,null,null,null,null,null,null,null,null,null,null,null,null,null,null,null,null,null,null,null,null,null,null,null,null,null,null,null,null,null,null,null,null,null,null,null,null,null,null,null,null,null,null,null,null,null,null,null,null,null,null,null,null,"2014-01-16T07:00:00",{"$f":"\"\"","v":""},{"$f":"\"\"","v":""},{"$f":"\"\"","v":""},{"$f":"\"\"","v":""},{"$f":"\"\"","v":""},{"$f":"\"\"","v":""},{"$f":"\"\"","v":""},20,20,20,20,20,20,20]
[369,null,null,null,null,null,null,null,null,null,null,35,null,null,null,null,null,null,null,null,null,null,null,null,null,null,null,null,null,null,null,null,null,null,null,null,null,null,null,null,null,null,null,null,null,null,null,null,null,null,null,null,null,null,null,null,null,null,null,null,null,null,null,null,null,null,null,null,null,null,null,null,null,"2014-01-16T08:00:00",{"$f":"\"\"","v":""},{"$f":"\"\"","v":""},{"$f":"\"\"","v":""},{"$f":"\"\"","v":""},{"$f":"\"\"","v":""},{"$f":"\"\"","v":""},{"$f":"\"\"","v":""},20,20,20,20,20,20,20]
[370,null,null,null,null,null,null,null,null,null,null,35,null,null,null,null,null,null,null,null,null,null,null,null,null,null,null,null,null,null,null,null,null,null,null,null,null,null,null,null,null,null,null,null,null,null,null,null,null,null,null,null,null,null,null,null,null,null,null,null,null,null,null,null,null,null,null,null,null,null,null,null,null,"2014-01-16T09:00:00",{"$f":"\"\"","v":""},{"$f":"\"\"","v":""},{"$f":"\"\"","v":""},{"$f":"\"\"","v":""},{"$f":"\"\"","v":""},{"$f":"\"\"","v":""},{"$f":"\"\"","v":""},20,20,20,20,20,20,20]
[371,null,null,null,null,null,null,null,null,null,null,35,null,null,null,null,null,null,null,null,null,null,null,null,null,null,null,null,null,null,null,null,null,null,null,null,null,null,null,null,null,null,null,null,null,null,null,null,null,null,null,null,null,null,null,null,null,null,null,null,null,null,null,null,null,null,null,null,null,null,null,null,null,"2014-01-16T10:00:00",{"$f":"\"\"","v":""},{"$f":"\"\"","v":""},{"$f":"\"\"","v":""},{"$f":"\"\"","v":""},{"$f":"\"\"","v":""},{"$f":"\"\"","v":""},{"$f":"\"\"","v":""},"","","","","","",{"$f":"\"\"","v":""}]
[372,null,null,null,null,null,null,null,null,null,null,35,null,null,null,null,null,null,null,null,null,null,null,null,null,null,null,null,null,null,null,null,null,null,null,null,null,null,null,null,null,null,null,null,null,null,null,null,null,null,null,null,null,null,null,null,null,null,null,null,null,null,null,null,null,null,null,null,null,null,null,null,null,"2014-01-16T11:00:00",{"$f":"\"\"","v":""},{"$f":"\"\"","v":""},{"$f":"\"\"","v":""},{"$f":"\"\"","v":""},{"$f":"\"\"","v":""},{"$f":"\"\"","v":""},{"$f":"\"\"","v":""},"","","","","","",{"$f":"\"\"","v":""}]
[373,null,null,null,null,null,null,null,null,null,null,35,null,null,null,null,null,null,null,null,null,null,null,null,null,null,null,null,null,null,null,null,null,null,null,null,null,null,null,null,null,null,null,null,null,null,null,null,null,null,null,null,null,null,null,null,null,null,null,null,null,null,null,null,null,null,null,null,null,null,null,null,null,"2014-01-16T12:00:00",{"$f":"\"\"","v":""},{"$f":"\"\"","v":""},{"$f":"\"\"","v":""},{"$f":"\"\"","v":""},{"$f":"\"\"","v":""},{"$f":"\"\"","v":""},{"$f":"\"\"","v":""},20,20,20,20,20,20,20]
[374,null,null,null,null,null,null,null,null,null,null,35,null,null,null,null,null,null,null,null,null,null,null,null,null,null,null,null,null,null,null,null,null,null,null,null,null,null,null,null,null,null,null,null,null,null,null,null,null,null,null,null,null,null,null,null,null,null,null,null,null,null,null,null,null,null,null,null,null,null,null,null,null,"2014-01-16T13:00:00",{"$f":"\"\"","v":""},{"$f":"\"\"","v":""},{"$f":"\"\"","v":""},{"$f":"\"\"","v":""},{"$f":"\"\"","v":""},{"$f":"\"\"","v":""},{"$f":"\"\"","v":""},20,20,20,20,20,20,20]
[375,null,null,null,null,null,null,null,null,null,null,35,null,null,null,null,null,null,null,null,null,null,null,null,null,null,null,null,null,null,null,null,null,null,null,null,null,null,null,null,null,null,null,null,null,null,null,null,null,null,null,null,null,null,null,null,null,null,null,null,null,null,null,null,null,null,null,null,null,null,null,null,null,"2014-01-16T14:00:00",{"$f":"\"\"","v":""},{"$f":"\"\"","v":""},{"$f":"\"\"","v":""},{"$f":"\"\"","v":""},{"$f":"\"\"","v":""},{"$f":"\"\"","v":""},{"$f":"\"\"","v":""},"","","","","","",{"$f":"\"\"","v":""}]
[376,null,null,null,null,null,null,null,null,null,null,35,null,null,null,null,null,null,null,null,null,null,null,null,null,null,null,null,null,null,null,null,null,null,null,null,null,null,null,null,null,null,null,null,null,null,null,null,null,null,null,null,null,null,null,null,null,null,null,null,null,null,null,null,null,null,null,null,null,null,null,null,null,"2014-01-16T15:00:00",{"$f":"\"\"","v":""},{"$f":"\"\"","v":""},{"$f":"\"\"","v":""},{"$f":"\"\"","v":""},{"$f":"\"\"","v":""},{"$f":"\"\"","v":""},{"$f":"\"\"","v":""},"","","","","","",{"$f":"\"\"","v":""}]
[377,null,null,null,null,null,null,null,null,null,null,35,null,null,null,null,null,null,null,null,null,null,null,null,null,null,null,null,null,null,null,null,null,null,null,null,null,null,null,null,null,null,null,null,null,null,null,null,null,null,null,null,null,null,null,null,null,null,null,null,null,null,null,null,null,null,null,null,null,null,null,null,null,"2014-01-16T16:00:00",{"$f":"\"\"","v":""},{"$f":"\"\"","v":""},{"$f":"\"\"","v":""},{"$f":"\"\"","v":""},{"$f":"\"\"","v":""},{"$f":"\"\"","v":""},{"$f":"\"\"","v":""},20,20,20,20,20,20,20]
[378,null,null,null,null,null,null,null,null,null,null,35,null,null,null,null,null,null,null,null,null,null,null,null,null,null,null,null,null,null,null,null,null,null,null,null,null,null,null,null,null,null,null,null,null,null,null,null,null,null,null,null,null,null,null,null,null,null,null,null,null,null,null,null,null,null,null,null,null,null,null,null,null,"2014-01-16T17:00:00",{"$f":"\"\"","v":""},{"$f":"\"\"","v":""},{"$f":"\"\"","v":""},{"$f":"\"\"","v":""},{"$f":"\"\"","v":""},{"$f":"\"\"","v":""},{"$f":"\"\"","v":""},{"$f":"CD355","v":20},20,20,20,20,20,20]
[379,null,null,null,null,null,null,null,null,null,null,35,null,null,null,null,null,null,null,null,null,null,null,null,null,null,null,null,null,null,null,null,null,null,null,null,null,null,null,null,null,null,null,null,null,null,null,null,null,null,null,null,null,null,null,null,null,null,null,null,null,null,null,null,null,null,null,null,null,null,null,null,null,"2014-01-16T18:00:00",{"$f":"\"\"","v":""},{"$f":"\"\"","v":""},{"$f":"\"\"","v":""},{"$f":"\"\"","v":""},{"$f":"\"\"","v":""},{"$f":"\"\"","v":""},{"$f":"\"\"","v":""},20,20,20,20,20,20,20]
[380,null,null,null,null,null,null,null,null,null,null,35,null,null,null,null,null,null,null,null,null,null,null,null,null,null,null,null,null,null,null,null,null,null,null,null,null,null,null,null,null,null,null,null,null,null,null,null,null,null,null,null,null,null,null,null,null,null,null,null,null,null,null,null,null,null,null,null,null,null,null,null,null,"2014-01-16T19:00:00",{"$f":"\"\"","v":""},{"$f":"\"\"","v":""},{"$f":"\"\"","v":""},{"$f":"\"\"","v":""},{"$f":"\"\"","v":""},{"$f":"\"\"","v":""},{"$f":"\"\"","v":""},20,20,20,20,20,20,20]
[381,null,null,null,null,null,null,null,null,null,null,35,null,null,null,null,null,null,null,null,null,null,null,null,null,null,null,null,null,null,null,null,null,null,null,null,null,null,null,null,null,null,null,null,null,null,null,null,null,null,null,null,null,null,null,null,null,null,null,null,null,null,null,null,null,null,null,null,null,null,null,null,null,"2014-01-16T20:00:00",{"$f":"\"\"","v":""},{"$f":"\"\"","v":""},{"$f":"\"\"","v":""},{"$f":"\"\"","v":""},{"$f":"\"\"","v":""},{"$f":"\"\"","v":""},{"$f":"\"\"","v":""},20,20,20,20,20,20,20]
[382,null,null,null,null,null,null,null,null,null,null,35,null,null,null,null,null,null,null,null,null,null,null,null,null,null,null,null,null,null,null,null,null,null,null,null,null,null,null,null,null,null,null,null,null,null,null,null,null,null,null,null,null,null,null,null,null,null,null,null,null,null,null,null,null,null,null,null,null,null,null,null,null,"2014-01-16T21:00:00",{"$f":"\"\"","v":""},{"$f":"\"\"","v":""},{"$f":"\"\"","v":""},{"$f":"\"\"","v":""},{"$f":"\"\"","v":""},{"$f":"\"\"","v":""},{"$f":"\"\"","v":""},20,20,20,20,20,20,20]
[383,null,null,null,null,null,null,null,null,null,null,35,null,null,null,null,null,null,null,null,null,null,null,null,null,null,null,null,null,null,null,null,null,null,null,null,null,null,null,null,null,null,null,null,null,null,null,null,null,null,null,null,null,null,null,null,null,null,null,null,null,null,null,null,null,null,null,null,null,null,null,null,null,"2014-01-16T22:00:00",{"$f":"\"\"","v":""},{"$f":"\"\"","v":""},{"$f":"\"\"","v":""},{"$f":"\"\"","v":""},{"$f":"\"\"","v":""},{"$f":"\"\"","v":""},{"$f":"\"\"","v":""},20,20,20,20,20,20,20]
[384,null,null,null,null,null,null,null,null,null,null,35,null,null,null,null,null,null,null,null,null,null,null,null,null,null,null,null,null,null,null,null,null,null,null,null,null,null,null,null,null,null,null,null,null,null,null,null,null,null,null,null,null,null,null,null,null,null,null,null,null,null,null,null,null,null,null,null,null,null,null,null,null,"2014-01-16T23:00:00",{"$f":"\"\"","v":""},{"$f":"\"\"","v":""},{"$f":"\"\"","v":""},{"$f":"\"\"","v":""},{"$f":"\"\"","v":""},{"$f":"\"\"","v":""},{"$f":"\"\"","v":""},20,20,20,20,20,20,20]
[385,null,null,null,null,null,null,null,null,null,null,35,null,null,null,null,null,null,null,null,null,null,null,null,null,null,null,null,null,null,null,null,null,null,null,null,null,null,null,null,null,null,null,null,null,null,null,null,null,null,null,null,null,null,null,null,null,null,null,null,null,null,null,null,null,null,null,null,null,null,null,null,null,"2014-01-17",{"$f":"\"\"","v":""},{"$f":"\"\"","v":""},{"$f":"\"\"","v":""},{"$f":"\"\"","v":""},{"$f":"\"\"","v":""},{"$f":"\"\"","v":""},{"$f":"\"\"","v":""},"","","","","","",{"$f":"\"\"","v":""}]
[386,null,null,null,null,null,null,null,null,null,null,35,null,null,null,null,null,null,null,null,null,null,null,null,null,null,null,null,null,null,null,null,null,null,null,null,null,null,null,null,null,null,null,null,null,null,null,null,null,null,null,null,null,null,null,null,null,null,null,null,null,null,null,null,null,null,null,null,null,null,null,null,null,"2014-01-17T01:00:00",{"$f":"\"\"","v":""},{"$f":"\"\"","v":""},{"$f":"\"\"","v":""},{"$f":"\"\"","v":""},{"$f":"\"\"","v":""},{"$f":"\"\"","v":""},{"$f":"\"\"","v":""},"","","","","","",{"$f":"\"\"","v":""}]
[387,null,null,null,null,null,null,null,null,null,null,35,null,null,null,null,null,null,null,null,null,null,null,null,null,null,null,null,null,null,null,null,null,null,null,null,null,null,null,null,null,null,null,null,null,null,null,null,null,null,null,null,null,null,null,null,null,null,null,null,null,null,null,null,null,null,null,null,null,null,null,null,null,"2014-01-17T02:00:00",{"$f":"\"\"","v":""},{"$f":"\"\"","v":""},{"$f":"\"\"","v":""},{"$f":"\"\"","v":""},{"$f":"\"\"","v":""},{"$f":"\"\"","v":""},{"$f":"\"\"","v":""},"","","","","","",{"$f":"\"\"","v":""}]
[388,null,null,null,null,null,null,null,null,null,null,35,null,null,null,null,null,null,null,null,null,null,null,null,null,null,null,null,null,null,null,null,null,null,null,null,null,null,null,null,null,null,null,null,null,null,null,null,null,null,null,null,null,null,null,null,null,null,null,null,null,null,null,null,null,null,null,null,null,null,null,null,null,{"$f":"BV388+1/24","v":"2014-01-17T03:00:00"},{"$f":"\"\"","v":""},{"$f":"\"\"","v":""},{"$f":"\"\"","v":""},{"$f":"\"\"","v":""},{"$f":"\"\"","v":""},{"$f":"\"\"","v":""},{"$f":"\"\"","v":""},"","","","","","",{"$f":"\"\"","v":""}]
[389,null,null,null,null,null,null,null,null,null,null,35,null,null,null,null,null,null,null,null,null,null,null,null,null,null,null,null,null,null,null,null,null,null,null,null,null,null,null,null,null,null,null,null,null,null,null,null,null,null,null,null,null,null,null,null,null,null,null,null,null,null,null,null,null,null,null,null,null,null,null,null,null,"2014-01-17T04:00:00",{"$f":"\"\"","v":""},{"$f":"\"\"","v":""},{"$f":"\"\"","v":""},{"$f":"\"\"","v":""},{"$f":"\"\"","v":""},{"$f":"\"\"","v":""},{"$f":"\"\"","v":""},"","","","","","",{"$f":"\"\"","v":""}]
[390,null,null,null,null,null,null,null,null,null,null,35,null,null,null,null,null,null,null,null,null,null,null,null,null,null,null,null,null,null,null,null,null,null,null,null,null,null,null,null,null,null,null,null,null,null,null,null,null,null,null,null,null,null,null,null,null,null,null,null,null,null,null,null,null,null,null,null,null,null,null,null,null,"2014-01-17T05:00:00",{"$f":"\"\"","v":""},{"$f":"\"\"","v":""},{"$f":"\"\"","v":""},{"$f":"\"\"","v":""},{"$f":"\"\"","v":""},{"$f":"\"\"","v":""},{"$f":"\"\"","v":""},"","","","","","",{"$f":"\"\"","v":""}]
[391,null,null,null,null,null,null,null,null,null,null,35,null,null,null,null,null,null,null,null,null,null,null,null,null,null,null,null,null,null,null,null,null,null,null,null,null,null,null,null,null,null,null,null,null,null,null,null,null,null,null,null,null,null,null,null,null,null,null,null,null,null,null,null,null,null,null,null,null,null,null,null,null,"2014-01-17T06:00:00",{"$f":"\"\"","v":""},{"$f":"\"\"","v":""},{"$f":"\"\"","v":""},{"$f":"\"\"","v":""},{"$f":"\"\"","v":""},{"$f":"\"\"","v":""},{"$f":"\"\"","v":""},20,20,20,20,20,20,20]
[392,null,null,null,null,null,null,null,null,null,null,35,null,null,null,null,null,null,null,null,null,null,null,null,null,null,null,null,null,null,null,null,null,null,null,null,null,null,null,null,null,null,null,null,null,null,null,null,null,null,null,null,null,null,null,null,null,null,null,null,null,null,null,null,null,null,null,null,null,null,null,null,null,"2014-01-17T07:00:00",{"$f":"\"\"","v":""},{"$f":"\"\"","v":""},{"$f":"\"\"","v":""},{"$f":"\"\"","v":""},{"$f":"\"\"","v":""},{"$f":"\"\"","v":""},{"$f":"\"\"","v":""},20,20,20,20,20,20,20]
[393,null,null,null,null,null,null,null,null,null,null,35,null,null,null,null,null,null,null,null,null,null,null,null,null,null,null,null,null,null,null,null,null,null,null,null,null,null,null,null,null,null,null,null,null,null,null,null,null,null,null,null,null,null,null,null,null,null,null,null,null,null,null,null,null,null,null,null,null,null,null,null,null,"2014-01-17T08:00:00",{"$f":"\"\"","v":""},{"$f":"\"\"","v":""},{"$f":"\"\"","v":""},{"$f":"\"\"","v":""},{"$f":"\"\"","v":""},{"$f":"\"\"","v":""},{"$f":"\"\"","v":""},20,20,20,20,20,20,20]
[394,null,null,null,null,null,null,null,null,null,null,35,null,null,null,null,null,null,null,null,null,null,null,null,null,null,null,null,null,null,null,null,null,null,null,null,null,null,null,null,null,null,null,null,null,null,null,null,null,null,null,null,null,null,null,null,null,null,null,null,null,null,null,null,null,null,null,null,null,null,null,null,null,"2014-01-17T09:00:00",{"$f":"\"\"","v":""},{"$f":"\"\"","v":""},{"$f":"\"\"","v":""},{"$f":"\"\"","v":""},{"$f":"\"\"","v":""},{"$f":"\"\"","v":""},{"$f":"\"\"","v":""},{"$f":"CD371","v":20},20,20,20,20,20,20]
[395,null,null,null,null,null,null,null,null,null,null,35,null,null,null,null,null,null,null,null,null,null,null,null,null,null,null,null,null,null,null,null,null,null,null,null,null,null,null,null,null,null,null,null,null,null,null,null,null,null,null,null,null,null,null,null,null,null,null,null,null,null,null,null,null,null,null,null,null,null,null,null,null,"2014-01-17T10:00:00",{"$f":"\"\"","v":""},{"$f":"\"\"","v":""},{"$f":"\"\"","v":""},{"$f":"\"\"","v":""},{"$f":"\"\"","v":""},{"$f":"\"\"","v":""},{"$f":"\"\"","v":""},"","","","","","",{"$f":"\"\"","v":""}]
[396,null,null,null,null,null,null,null,null,null,null,35,null,null,null,null,null,null,null,null,null,null,null,null,null,null,null,null,null,null,null,null,null,null,null,null,null,null,null,null,null,null,null,null,null,null,null,null,null,null,null,null,null,null,null,null,null,null,null,null,null,null,null,null,null,null,null,null,null,null,null,null,null,"2014-01-17T11:00:00",{"$f":"\"\"","v":""},{"$f":"\"\"","v":""},{"$f":"\"\"","v":""},{"$f":"\"\"","v":""},{"$f":"\"\"","v":""},{"$f":"\"\"","v":""},{"$f":"\"\"","v":""},"","","","","","",{"$f":"\"\"","v":""}]
[397,null,null,null,null,null,null,null,null,null,null,35,null,null,null,null,null,null,null,null,null,null,null,null,null,null,null,null,null,null,null,null,null,null,null,null,null,null,null,null,null,null,null,null,null,null,null,null,null,null,null,null,null,null,null,null,null,null,null,null,null,null,null,null,null,null,null,null,null,null,null,null,null,"2014-01-17T12:00:00",{"$f":"\"\"","v":""},{"$f":"\"\"","v":""},{"$f":"\"\"","v":""},{"$f":"\"\"","v":""},{"$f":"\"\"","v":""},{"$f":"\"\"","v":""},{"$f":"\"\"","v":""},20,20,20,20,20,20,20]
[398,null,null,null,null,null,null,null,null,null,null,35,null,null,null,null,null,null,null,null,null,null,null,null,null,null,null,null,null,null,null,null,null,null,null,null,null,null,null,null,null,null,null,null,null,null,null,null,null,null,null,null,null,null,null,null,null,null,null,null,null,null,null,null,null,null,null,null,null,null,null,null,null,"2014-01-17T13:00:00",{"$f":"\"\"","v":""},{"$f":"\"\"","v":""},{"$f":"\"\"","v":""},{"$f":"\"\"","v":""},{"$f":"\"\"","v":""},{"$f":"\"\"","v":""},{"$f":"\"\"","v":""},20,20,20,20,20,20,20]
[399,null,null,null,null,null,null,null,null,null,null,35,null,null,null,null,null,null,null,null,null,null,null,null,null,null,null,null,null,null,null,null,null,null,null,null,null,null,null,null,null,null,null,null,null,null,null,null,null,null,null,null,null,null,null,null,null,null,null,null,null,null,null,null,null,null,null,null,null,null,null,null,null,"2014-01-17T14:00:00",{"$f":"\"\"","v":""},{"$f":"\"\"","v":""},{"$f":"\"\"","v":""},{"$f":"\"\"","v":""},{"$f":"\"\"","v":""},{"$f":"\"\"","v":""},{"$f":"\"\"","v":""},"","","","","","",{"$f":"\"\"","v":""}]
[400,null,null,null,null,null,null,null,null,null,null,35,null,null,null,null,null,null,null,null,null,null,null,null,null,null,null,null,null,null,null,null,null,null,null,null,null,null,null,null,null,null,null,null,null,null,null,null,null,null,null,null,null,null,null,null,null,null,null,null,null,null,null,null,null,null,null,null,null,null,null,null,null,"2014-01-17T15:00:00",{"$f":"\"\"","v":""},{"$f":"\"\"","v":""},{"$f":"\"\"","v":""},{"$f":"\"\"","v":""},{"$f":"\"\"","v":""},{"$f":"\"\"","v":""},{"$f":"\"\"","v":""},"","","","","","",{"$f":"\"\"","v":""}]
[401,null,null,null,null,null,null,null,null,null,null,35,null,null,null,null,null,null,null,null,null,null,null,null,null,null,null,null,null,null,null,null,null,null,null,null,null,null,null,null,null,null,null,null,null,null,null,null,null,null,null,null,null,null,null,null,null,null,null,null,null,null,null,null,null,null,null,null,null,null,null,null,null,"2014-01-17T16:00:00",{"$f":"\"\"","v":""},{"$f":"\"\"","v":""},{"$f":"\"\"","v":""},{"$f":"\"\"","v":""},{"$f":"\"\"","v":""},{"$f":"\"\"","v":""},{"$f":"\"\"","v":""},20,20,20,20,20,20,20]
[402,null,null,null,null,null,null,null,null,null,null,35,null,null,null,null,null,null,null,null,null,null,null,null,null,null,null,null,null,null,null,null,null,null,null,null,null,null,null,null,null,null,null,null,null,null,null,null,null,null,null,null,null,null,null,null,null,null,null,null,null,null,null,null,null,null,null,null,null,null,null,null,null,"2014-01-17T17:00:00",{"$f":"\"\"","v":""},{"$f":"\"\"","v":""},{"$f":"\"\"","v":""},{"$f":"\"\"","v":""},{"$f":"\"\"","v":""},{"$f":"\"\"","v":""},{"$f":"\"\"","v":""},20,20,20,20,20,20,20]
[403,null,null,null,null,null,null,null,null,null,null,35,null,null,null,null,null,null,null,null,null,null,null,null,null,null,null,null,null,null,null,null,null,null,null,null,null,null,null,null,null,null,null,null,null,null,null,null,null,null,null,null,null,null,null,null,null,null,null,null,null,null,null,null,null,null,null,null,null,null,null,null,null,"2014-01-17T18:00:00",{"$f":"\"\"","v":""},{"$f":"\"\"","v":""},{"$f":"\"\"","v":""},{"$f":"\"\"","v":""},{"$f":"\"\"","v":""},{"$f":"\"\"","v":""},{"$f":"\"\"","v":""},20,20,20,20,20,20,20]
[404,null,null,null,null,null,null,null,null,null,null,35,null,null,null,null,null,null,null,null,null,null,null,null,null,null,null,null,null,null,null,null,null,null,null,null,null,null,null,null,null,null,null,null,null,null,null,null,null,null,null,null,null,null,null,null,null,null,null,null,null,null,null,null,null,null,null,null,null,null,null,null,null,"2014-01-17T19:00:00",{"$f":"\"\"","v":""},{"$f":"\"\"","v":""},{"$f":"\"\"","v":""},{"$f":"\"\"","v":""},{"$f":"\"\"","v":""},{"$f":"\"\"","v":""},{"$f":"\"\"","v":""},20,20,20,20,20,20,20]
[405,null,null,null,null,null,null,null,null,null,null,35,null,null,null,null,null,null,null,null,null,null,null,null,null,null,null,null,null,null,null,null,null,null,null,null,null,null,null,null,null,null,null,null,null,null,null,null,null,null,null,null,null,null,null,null,null,null,null,null,null,null,null,null,null,null,null,null,null,null,null,null,null,"2014-01-17T20:00:00",{"$f":"\"\"","v":""},{"$f":"\"\"","v":""},{"$f":"\"\"","v":""},{"$f":"\"\"","v":""},{"$f":"\"\"","v":""},{"$f":"\"\"","v":""},{"$f":"\"\"","v":""},20,20,20,20,20,20,20]
[406,null,null,null,null,null,null,null,null,null,null,35,null,null,null,null,null,null,null,null,null,null,null,null,null,null,null,null,null,null,null,null,null,null,null,null,null,null,null,null,null,null,null,null,null,null,null,null,null,null,null,null,null,null,null,null,null,null,null,null,null,null,null,null,null,null,null,null,null,null,null,null,null,"2014-01-17T21:00:00",{"$f":"\"\"","v":""},{"$f":"\"\"","v":""},{"$f":"\"\"","v":""},{"$f":"\"\"","v":""},{"$f":"\"\"","v":""},{"$f":"\"\"","v":""},{"$f":"\"\"","v":""},20,20,20,20,20,20,20]
[407,null,null,null,null,null,null,null,null,null,null,35,null,null,null,null,null,null,null,null,null,null,null,null,null,null,null,null,null,null,null,null,null,null,null,null,null,null,null,null,null,null,null,null,null,null,null,null,null,null,null,null,null,null,null,null,null,null,null,null,null,null,null,null,null,null,null,null,null,null,null,null,null,"2014-01-17T22:00:00",{"$f":"\"\"","v":""},{"$f":"\"\"","v":""},{"$f":"\"\"","v":""},{"$f":"\"\"","v":""},{"$f":"\"\"","v":""},{"$f":"\"\"","v":""},{"$f":"\"\"","v":""},20,20,20,20,20,20,20]
[408,null,null,null,null,null,null,null,null,null,null,35,null,null,null,null,null,null,null,null,null,null,null,null,null,null,null,null,null,null,null,null,null,null,null,null,null,null,null,null,null,null,null,null,null,null,null,null,null,null,null,null,null,null,null,null,null,null,null,null,null,null,null,null,null,null,null,null,null,null,null,null,null,"2014-01-17T23:00:00",{"$f":"\"\"","v":""},{"$f":"\"\"","v":""},{"$f":"\"\"","v":""},{"$f":"\"\"","v":""},{"$f":"\"\"","v":""},{"$f":"\"\"","v":""},{"$f":"\"\"","v":""},20,20,20,20,20,20,20]
[409,null,null,null,null,null,null,null,null,null,null,35,null,null,null,null,null,null,null,null,null,null,null,null,null,null,null,null,null,null,null,null,null,null,null,null,null,null,null,null,null,null,null,null,null,null,null,null,null,null,null,null,null,null,null,null,null,null,null,null,null,null,null,null,null,null,null,null,null,null,null,null,null,"2014-01-18",{"$f":"\"\"","v":""},{"$f":"\"\"","v":""},{"$f":"\"\"","v":""},{"$f":"\"\"","v":""},{"$f":"\"\"","v":""},{"$f":"\"\"","v":""},{"$f":"\"\"","v":""},"","","","","","",{"$f":"\"\"","v":""}]
[410,null,null,null,null,null,null,null,null,null,null,35,null,null,null,null,null,null,null,null,null,null,null,null,null,null,null,null,null,null,null,null,null,null,null,null,null,null,null,null,null,null,null,null,null,null,null,null,null,null,null,null,null,null,null,null,null,null,null,null,null,null,null,null,null,null,null,null,null,null,null,null,null,"2014-01-18T01:00:00",{"$f":"\"\"","v":""},{"$f":"\"\"","v":""},{"$f":"\"\"","v":""},{"$f":"\"\"","v":""},{"$f":"\"\"","v":""},{"$f":"\"\"","v":""},{"$f":"\"\"","v":""},{"$f":"CD387","v":""},"","","","","",{"$f":"\"\"","v":""}]
[411,null,null,null,null,null,null,null,null,null,null,35,null,null,null,null,null,null,null,null,null,null,null,null,null,null,null,null,null,null,null,null,null,null,null,null,null,null,null,null,null,null,null,null,null,null,null,null,null,null,null,null,null,null,null,null,null,null,null,null,null,null,null,null,null,null,null,null,null,null,null,null,null,"2014-01-18T02:00:00",{"$f":"\"\"","v":""},{"$f":"\"\"","v":""},{"$f":"\"\"","v":""},{"$f":"\"\"","v":""},{"$f":"\"\"","v":""},{"$f":"\"\"","v":""},{"$f":"\"\"","v":""},"","","","","","",{"$f":"\"\"","v":""}]
[412,null,null,null,null,null,null,null,null,null,null,35,null,null,null,null,null,null,null,null,null,null,null,null,null,null,null,null,null,null,null,null,null,null,null,null,null,null,null,null,null,null,null,null,null,null,null,null,null,null,null,null,null,null,null,null,null,null,null,null,null,null,null,null,null,null,null,null,null,null,null,null,null,"2014-01-18T03:00:00",{"$f":"\"\"","v":""},{"$f":"\"\"","v":""},{"$f":"\"\"","v":""},{"$f":"\"\"","v":""},{"$f":"\"\"","v":""},{"$f":"\"\"","v":""},{"$f":"\"\"","v":""},"","","","","","",{"$f":"\"\"","v":""}]
[413,null,null,null,null,null,null,null,null,null,null,35,null,null,null,null,null,null,null,null,null,null,null,null,null,null,null,null,null,null,null,null,null,null,null,null,null,null,null,null,null,null,null,null,null,null,null,null,null,null,null,null,null,null,null,null,null,null,null,null,null,null,null,null,null,null,null,null,null,null,null,null,null,"2014-01-18T04:00:00",{"$f":"\"\"","v":""},{"$f":"\"\"","v":""},{"$f":"\"\"","v":""},{"$f":"\"\"","v":""},{"$f":"\"\"","v":""},{"$f":"\"\"","v":""},{"$f":"\"\"","v":""},"","","","","","",{"$f":"\"\"","v":""}]
[414,null,null,null,null,null,null,null,null,null,null,35,null,null,null,null,null,null,null,null,null,null,null,null,null,null,null,null,null,null,null,null,null,null,null,null,null,null,null,null,null,null,null,null,null,null,null,null,null,null,null,null,null,null,null,null,null,null,null,null,null,null,null,null,null,null,null,null,null,null,null,null,null,"2014-01-18T05:00:00",{"$f":"\"\"","v":""},{"$f":"\"\"","v":""},{"$f":"\"\"","v":""},{"$f":"\"\"","v":""},{"$f":"\"\"","v":""},{"$f":"\"\"","v":""},{"$f":"\"\"","v":""},"","","","","","",{"$f":"\"\"","v":""}]
[415,null,null,null,null,null,null,null,null,null,null,35,null,null,null,null,null,null,null,null,null,null,null,null,null,null,null,null,null,null,null,null,null,null,null,null,null,null,null,null,null,null,null,null,null,null,null,null,null,null,null,null,null,null,null,null,null,null,null,null,null,null,null,null,null,null,null,null,null,null,null,null,null,"2014-01-18T06:00:00",{"$f":"\"\"","v":""},{"$f":"\"\"","v":""},{"$f":"\"\"","v":""},{"$f":"\"\"","v":""},{"$f":"\"\"","v":""},{"$f":"\"\"","v":""},{"$f":"\"\"","v":""},20,20,20,20,20,20,20]
[416,null,null,null,null,null,null,null,null,null,null,35,null,null,null,null,null,null,null,null,null,null,null,null,null,null,null,null,null,null,null,null,null,null,null,null,null,null,null,null,null,null,null,null,null,null,null,null,null,null,null,null,null,null,null,null,null,null,null,null,null,null,null,null,null,null,null,null,null,null,null,null,null,"2014-01-18T07:00:00",{"$f":"\"\"","v":""},{"$f":"\"\"","v":""},{"$f":"\"\"","v":""},{"$f":"\"\"","v":""},{"$f":"\"\"","v":""},{"$f":"\"\"","v":""},{"$f":"\"\"","v":""},20,20,20,20,20,20,20]
[417,null,null,null,null,null,null,null,null,null,null,35,null,null,null,null,null,null,null,null,null,null,null,null,null,null,null,null,null,null,null,null,null,null,null,null,null,null,null,null,null,null,null,null,null,null,null,null,null,null,null,null,null,null,null,null,null,null,null,null,null,null,null,null,null,null,null,null,null,null,null,null,null,"2014-01-18T08:00:00",{"$f":"\"\"","v":""},{"$f":"\"\"","v":""},{"$f":"\"\"","v":""},{"$f":"\"\"","v":""},{"$f":"\"\"","v":""},{"$f":"\"\"","v":""},{"$f":"\"\"","v":""},20,20,20,20,20,20,20]
[418,null,null,null,null,null,null,null,null,null,null,35,null,null,null,null,null,null,null,null,null,null,null,null,null,null,null,null,null,null,null,null,null,null,null,null,null,null,null,null,null,null,null,null,null,null,null,null,null,null,null,null,null,null,null,null,null,null,null,null,null,null,null,null,null,null,null,null,null,null,null,null,null,"2014-01-18T09:00:00",{"$f":"\"\"","v":""},{"$f":"\"\"","v":""},{"$f":"\"\"","v":""},{"$f":"\"\"","v":""},{"$f":"\"\"","v":""},{"$f":"\"\"","v":""},{"$f":"\"\"","v":""},20,20,20,20,20,20,20]
[419,null,null,null,null,null,null,null,null,null,null,35,null,null,null,null,null,null,null,null,null,null,null,null,null,null,null,null,null,null,null,null,null,null,null,null,null,null,null,null,null,null,null,null,null,null,null,null,null,null,null,null,null,null,null,null,null,null,null,null,null,null,null,null,null,null,null,null,null,null,null,null,null,"2014-01-18T10:00:00",{"$f":"\"\"","v":""},{"$f":"\"\"","v":""},{"$f":"\"\"","v":""},{"$f":"\"\"","v":""},{"$f":"\"\"","v":""},{"$f":"\"\"","v":""},{"$f":"\"\"","v":""},"","","","","","",{"$f":"\"\"","v":""}]
[420,null,null,null,null,null,null,null,null,null,null,35,null,null,null,null,null,null,null,null,null,null,null,null,null,null,null,null,null,null,null,null,null,null,null,null,null,null,null,null,null,null,null,null,null,null,null,null,null,null,null,null,null,null,null,null,null,null,null,null,null,null,null,null,null,null,null,null,null,null,null,null,null,"2014-01-18T11:00:00",{"$f":"\"\"","v":""},{"$f":"\"\"","v":""},{"$f":"\"\"","v":""},{"$f":"\"\"","v":""},{"$f":"\"\"","v":""},{"$f":"\"\"","v":""},{"$f":"\"\"","v":""},"","","","","","",{"$f":"\"\"","v":""}]
[421,null,null,null,null,null,null,null,null,null,null,35,null,null,null,null,null,null,null,null,null,null,null,null,null,null,null,null,null,null,null,null,null,null,null,null,null,null,null,null,null,null,null,null,null,null,null,null,null,null,null,null,null,null,null,null,null,null,null,null,null,null,null,null,null,null,null,null,null,null,null,null,null,"2014-01-18T12:00:00",{"$f":"\"\"","v":""},{"$f":"\"\"","v":""},{"$f":"\"\"","v":""},{"$f":"\"\"","v":""},{"$f":"\"\"","v":""},{"$f":"\"\"","v":""},{"$f":"\"\"","v":""},20,20,20,20,20,20,20]
[422,null,null,null,null,null,null,null,null,null,null,35,null,null,null,null,null,null,null,null,null,null,null,null,null,null,null,null,null,null,null,null,null,null,null,null,null,null,null,null,null,null,null,null,null,null,null,null,null,null,null,null,null,null,null,null,null,null,null,null,null,null,null,null,null,null,null,null,null,null,null,null,null,"2014-01-18T13:00:00",{"$f":"\"\"","v":""},{"$f":"\"\"","v":""},{"$f":"\"\"","v":""},{"$f":"\"\"","v":""},{"$f":"\"\"","v":""},{"$f":"\"\"","v":""},{"$f":"\"\"","v":""},20,20,20,20,20,20,20]
[423,null,null,null,null,null,null,null,null,null,null,35,null,null,null,null,null,null,null,null,null,null,null,null,null,null,null,null,null,null,null,null,null,null,null,null,null,null,null,null,null,null,null,null,null,null,null,null,null,null,null,null,null,null,null,null,null,null,null,null,null,null,null,null,null,null,null,null,null,null,null,null,null,"2014-01-18T14:00:00",{"$f":"\"\"","v":""},{"$f":"\"\"","v":""},{"$f":"\"\"","v":""},{"$f":"\"\"","v":""},{"$f":"\"\"","v":""},{"$f":"\"\"","v":""},{"$f":"\"\"","v":""},"","","","","","",{"$f":"\"\"","v":""}]
[424,null,null,null,null,null,null,null,null,null,null,35,null,null,null,null,null,null,null,null,null,null,null,null,null,null,null,null,null,null,null,null,null,null,null,null,null,null,null,null,null,null,null,null,null,null,null,null,null,null,null,null,null,null,null,null,null,null,null,null,null,null,null,null,null,null,null,null,null,null,null,null,null,"2014-01-18T15:00:00",{"$f":"\"\"","v":""},{"$f":"\"\"","v":""},{"$f":"\"\"","v":""},{"$f":"\"\"","v":""},{"$f":"\"\"","v":""},{"$f":"\"\"","v":""},{"$f":"\"\"","v":""},"","","","","","",{"$f":"\"\"","v":""}]
[425,null,null,null,null,null,null,null,null,null,null,35,null,null,null,null,null,null,null,null,null,null,null,null,null,null,null,null,null,null,null,null,null,null,null,null,null,null,null,null,null,null,null,null,null,null,null,null,null,null,null,null,null,null,null,null,null,null,null,null,null,null,null,null,null,null,null,null,null,null,null,null,null,"2014-01-18T16:00:00",{"$f":"\"\"","v":""},{"$f":"\"\"","v":""},{"$f":"\"\"","v":""},{"$f":"\"\"","v":""},{"$f":"\"\"","v":""},{"$f":"\"\"","v":""},{"$f":"\"\"","v":""},20,20,20,20,20,20,20]
[426,null,null,null,null,null,null,null,null,null,null,35,null,null,null,null,null,null,null,null,null,null,null,null,null,null,null,null,null,null,null,null,null,null,null,null,null,null,null,null,null,null,null,null,null,null,null,null,null,null,null,null,null,null,null,null,null,null,null,null,null,null,null,null,null,null,null,null,null,null,null,null,null,"2014-01-18T17:00:00",{"$f":"\"\"","v":""},{"$f":"\"\"","v":""},{"$f":"\"\"","v":""},{"$f":"\"\"","v":""},{"$f":"\"\"","v":""},{"$f":"\"\"","v":""},{"$f":"\"\"","v":""},{"$f":"CD403","v":20},20,20,20,20,20,20]
[427,null,null,null,null,null,null,null,null,null,null,35,null,null,null,null,null,null,null,null,null,null,null,null,null,null,null,null,null,null,null,null,null,null,null,null,null,null,null,null,null,null,null,null,null,null,null,null,null,null,null,null,null,null,null,null,null,null,null,null,null,null,null,null,null,null,null,null,null,null,null,null,null,"2014-01-18T18:00:00",{"$f":"\"\"","v":""},{"$f":"\"\"","v":""},{"$f":"\"\"","v":""},{"$f":"\"\"","v":""},{"$f":"\"\"","v":""},{"$f":"\"\"","v":""},{"$f":"\"\"","v":""},20,20,20,20,20,20,20]
[428,null,null,null,null,null,null,null,null,null,null,35,null,null,null,null,null,null,null,null,null,null,null,null,null,null,null,null,null,null,null,null,null,null,null,null,null,null,null,null,null,null,null,null,null,null,null,null,null,null,null,null,null,null,null,null,null,null,null,null,null,null,null,null,null,null,null,null,null,null,null,null,null,"2014-01-18T19:00:00",{"$f":"\"\"","v":""},{"$f":"\"\"","v":""},{"$f":"\"\"","v":""},{"$f":"\"\"","v":""},{"$f":"\"\"","v":""},{"$f":"\"\"","v":""},{"$f":"\"\"","v":""},20,20,20,20,20,20,20]
[429,null,null,null,null,null,null,null,null,null,null,35,null,null,null,null,null,null,null,null,null,null,null,null,null,null,null,null,null,null,null,null,null,null,null,null,null,null,null,null,null,null,null,null,null,null,null,null,null,null,null,null,null,null,null,null,null,null,null,null,null,null,null,null,null,null,null,null,null,null,null,null,null,"2014-01-18T20:00:00",{"$f":"\"\"","v":""},{"$f":"\"\"","v":""},{"$f":"\"\"","v":""},{"$f":"\"\"","v":""},{"$f":"\"\"","v":""},{"$f":"\"\"","v":""},{"$f":"\"\"","v":""},20,20,20,20,20,20,20]
[430,null,null,null,null,null,null,null,null,null,null,35,null,null,null,null,null,null,null,null,null,null,null,null,null,null,null,null,null,null,null,null,null,null,null,null,null,null,null,null,null,null,null,null,null,null,null,null,null,null,null,null,null,null,null,null,null,null,null,null,null,null,null,null,null,null,null,null,null,null,null,null,null,"2014-01-18T21:00:00",{"$f":"\"\"","v":""},{"$f":"\"\"","v":""},{"$f":"\"\"","v":""},{"$f":"\"\"","v":""},{"$f":"\"\"","v":""},{"$f":"\"\"","v":""},{"$f":"\"\"","v":""},20,20,20,20,20,20,20]
[431,null,null,null,null,null,null,null,null,null,null,35,null,null,null,null,null,null,null,null,null,null,null,null,null,null,null,null,null,null,null,null,null,null,null,null,null,null,null,null,null,null,null,null,null,null,null,null,null,null,null,null,null,null,null,null,null,null,null,null,null,null,null,null,null,null,null,null,null,null,null,null,null,"2014-01-18T22:00:00",{"$f":"\"\"","v":""},{"$f":"\"\"","v":""},{"$f":"\"\"","v":""},{"$f":"\"\"","v":""},{"$f":"\"\"","v":""},{"$f":"\"\"","v":""},{"$f":"\"\"","v":""},20,20,20,20,20,20,20]
[432,null,null,null,null,null,null,null,null,null,null,35,null,null,null,null,null,null,null,null,null,null,null,null,null,null,null,null,null,null,null,null,null,null,null,null,null,null,null,null,null,null,null,null,null,null,null,null,null,null,null,null,null,null,null,null,null,null,null,null,null,null,null,null,null,null,null,null,null,null,null,null,null,"2014-01-18T23:00:00",{"$f":"\"\"","v":""},{"$f":"\"\"","v":""},{"$f":"\"\"","v":""},{"$f":"\"\"","v":""},{"$f":"\"\"","v":""},{"$f":"\"\"","v":""},{"$f":"\"\"","v":""},20,20,20,20,20,20,20]
[433,null,null,null,null,null,null,null,null,null,null,35,null,null,null,null,null,null,null,null,null,null,null,null,null,null,null,null,null,null,null,null,null,null,null,null,null,null,null,null,null,null,null,null,null,null,null,null,null,null,null,null,null,null,null,null,null,null,null,null,null,null,null,null,null,null,null,null,null,null,null,null,null,"2014-01-19",{"$f":"\"\"","v":""},{"$f":"\"\"","v":""},{"$f":"\"\"","v":""},{"$f":"\"\"","v":""},{"$f":"\"\"","v":""},{"$f":"\"\"","v":""},{"$f":"\"\"","v":""},"","","","","","",{"$f":"\"\"","v":""}]
[434,null,null,null,null,null,null,null,null,null,null,35,null,null,null,null,null,null,null,null,null,null,null,null,null,null,null,null,null,null,null,null,null,null,null,null,null,null,null,null,null,null,null,null,null,null,null,null,null,null,null,null,null,null,null,null,null,null,null,null,null,null,null,null,null,null,null,null,null,null,null,null,null,"2014-01-19T01:00:00",{"$f":"\"\"","v":""},{"$f":"\"\"","v":""},{"$f":"\"\"","v":""},{"$f":"\"\"","v":""},{"$f":"\"\"","v":""},{"$f":"\"\"","v":""},{"$f":"\"\"","v":""},"","","","","","",{"$f":"\"\"","v":""}]
[435,null,null,null,null,null,null,null,null,null,null,35,null,null,null,null,null,null,null,null,null,null,null,null,null,null,null,null,null,null,null,null,null,null,null,null,null,null,null,null,null,null,null,null,null,null,null,null,null,null,null,null,null,null,null,null,null,null,null,null,null,null,null,null,null,null,null,null,null,null,null,null,null,"2014-01-19T02:00:00",{"$f":"\"\"","v":""},{"$f":"\"\"","v":""},{"$f":"\"\"","v":""},{"$f":"\"\"","v":""},{"$f":"\"\"","v":""},{"$f":"\"\"","v":""},{"$f":"\"\"","v":""},"","","","","","",{"$f":"\"\"","v":""}]
[436,null,null,null,null,null,null,null,null,null,null,35,null,null,null,null,null,null,null,null,null,null,null,null,null,null,null,null,null,null,null,null,null,null,null,null,null,null,null,null,null,null,null,null,null,null,null,null,null,null,null,null,null,null,null,null,null,null,null,null,null,null,null,null,null,null,null,null,null,null,null,null,null,"2014-01-19T03:00:00",{"$f":"\"\"","v":""},{"$f":"\"\"","v":""},{"$f":"\"\"","v":""},{"$f":"\"\"","v":""},{"$f":"\"\"","v":""},{"$f":"\"\"","v":""},{"$f":"\"\"","v":""},"","","","","","",{"$f":"\"\"","v":""}]
[437,null,null,null,null,null,null,null,null,null,null,35,null,null,null,null,null,null,null,null,null,null,null,null,null,null,null,null,null,null,null,null,null,null,null,null,null,null,null,null,null,null,null,null,null,null,null,null,null,null,null,null,null,null,null,null,null,null,null,null,null,null,null,null,null,null,null,null,null,null,null,null,null,"2014-01-19T04:00:00",{"$f":"\"\"","v":""},{"$f":"\"\"","v":""},{"$f":"\"\"","v":""},{"$f":"\"\"","v":""},{"$f":"\"\"","v":""},{"$f":"\"\"","v":""},{"$f":"\"\"","v":""},"","","","","","",{"$f":"\"\"","v":""}]
[438,null,null,null,null,null,null,null,null,null,null,35,null,null,null,null,null,null,null,null,null,null,null,null,null,null,null,null,null,null,null,null,null,null,null,null,null,null,null,null,null,null,null,null,null,null,null,null,null,null,null,null,null,null,null,null,null,null,null,null,null,null,null,null,null,null,null,null,null,null,null,null,null,"2014-01-19T05:00:00",{"$f":"\"\"","v":""},{"$f":"\"\"","v":""},{"$f":"\"\"","v":""},{"$f":"\"\"","v":""},{"$f":"\"\"","v":""},{"$f":"\"\"","v":""},{"$f":"\"\"","v":""},"","","","","","",{"$f":"\"\"","v":""}]
[439,null,null,null,null,null,null,null,null,null,null,35,null,null,null,null,null,null,null,null,null,null,null,null,null,null,null,null,null,null,null,null,null,null,null,null,null,null,null,null,null,null,null,null,null,null,null,null,null,null,null,null,null,null,null,null,null,null,null,null,null,null,null,null,null,null,null,null,null,null,null,null,null,"2014-01-19T06:00:00",{"$f":"\"\"","v":""},{"$f":"\"\"","v":""},{"$f":"\"\"","v":""},{"$f":"\"\"","v":""},{"$f":"\"\"","v":""},{"$f":"\"\"","v":""},{"$f":"\"\"","v":""},20,20,20,20,20,20,20]
[440,null,null,null,null,null,null,null,null,null,null,35,null,null,null,null,null,null,null,null,null,null,null,null,null,null,null,null,null,null,null,null,null,null,null,null,null,null,null,null,null,null,null,null,null,null,null,null,null,null,null,null,null,null,null,null,null,null,null,null,null,null,null,null,null,null,null,null,null,null,null,null,null,"2014-01-19T07:00:00",{"$f":"\"\"","v":""},{"$f":"\"\"","v":""},{"$f":"\"\"","v":""},{"$f":"\"\"","v":""},{"$f":"\"\"","v":""},{"$f":"\"\"","v":""},{"$f":"\"\"","v":""},20,20,20,20,20,20,20]
[441,null,null,null,null,null,null,null,null,null,null,35,null,null,null,null,null,null,null,null,null,null,null,null,null,null,null,null,null,null,null,null,null,null,null,null,null,null,null,null,null,null,null,null,null,null,null,null,null,null,null,null,null,null,null,null,null,null,null,null,null,null,null,null,null,null,null,null,null,null,null,null,null,"2014-01-19T08:00:00",{"$f":"\"\"","v":""},{"$f":"\"\"","v":""},{"$f":"\"\"","v":""},{"$f":"\"\"","v":""},{"$f":"\"\"","v":""},{"$f":"\"\"","v":""},{"$f":"\"\"","v":""},20,20,20,20,20,20,20]
[442,null,null,null,null,null,null,null,null,null,null,35,null,null,null,null,null,null,null,null,null,null,null,null,null,null,null,null,null,null,null,null,null,null,null,null,null,null,null,null,null,null,null,null,null,null,null,null,null,null,null,null,null,null,null,null,null,null,null,null,null,null,null,null,null,null,null,null,null,null,null,null,null,"2014-01-19T09:00:00",{"$f":"\"\"","v":""},{"$f":"\"\"","v":""},{"$f":"\"\"","v":""},{"$f":"\"\"","v":""},{"$f":"\"\"","v":""},{"$f":"\"\"","v":""},{"$f":"\"\"","v":""},{"$f":"CD419","v":20},20,20,20,20,20,20]
[443,null,null,null,null,null,null,null,null,null,null,35,null,null,null,null,null,null,null,null,null,null,null,null,null,null,null,null,null,null,null,null,null,null,null,null,null,null,null,null,null,null,null,null,null,null,null,null,null,null,null,null,null,null,null,null,null,null,null,null,null,null,null,null,null,null,null,null,null,null,null,null,null,"2014-01-19T10:00:00",{"$f":"\"\"","v":""},{"$f":"\"\"","v":""},{"$f":"\"\"","v":""},{"$f":"\"\"","v":""},{"$f":"\"\"","v":""},{"$f":"\"\"","v":""},{"$f":"\"\"","v":""},"","","","","","",{"$f":"\"\"","v":""}]
[444,null,null,null,null,null,null,null,null,null,null,35,null,null,null,null,null,null,null,null,null,null,null,null,null,null,null,null,null,null,null,null,null,null,null,null,null,null,null,null,null,null,null,null,null,null,null,null,null,null,null,null,null,null,null,null,null,null,null,null,null,null,null,null,null,null,null,null,null,null,null,null,null,"2014-01-19T11:00:00",{"$f":"\"\"","v":""},{"$f":"\"\"","v":""},{"$f":"\"\"","v":""},{"$f":"\"\"","v":""},{"$f":"\"\"","v":""},{"$f":"\"\"","v":""},{"$f":"\"\"","v":""},"","","","","","",{"$f":"\"\"","v":""}]
[445,null,null,null,null,null,null,null,null,null,null,35,null,null,null,null,null,null,null,null,null,null,null,null,null,null,null,null,null,null,null,null,null,null,null,null,null,null,null,null,null,null,null,null,null,null,null,null,null,null,null,null,null,null,null,null,null,null,null,null,null,null,null,null,null,null,null,null,null,null,null,null,null,"2014-01-19T12:00:00",{"$f":"\"\"","v":""},{"$f":"\"\"","v":""},{"$f":"\"\"","v":""},{"$f":"\"\"","v":""},{"$f":"\"\"","v":""},{"$f":"\"\"","v":""},{"$f":"\"\"","v":""},20,20,20,20,20,20,20]
[446,null,null,null,null,null,null,null,null,null,null,35,null,null,null,null,null,null,null,null,null,null,null,null,null,null,null,null,null,null,null,null,null,null,null,null,null,null,null,null,null,null,null,null,null,null,null,null,null,null,null,null,null,null,null,null,null,null,null,null,null,null,null,null,null,null,null,null,null,null,null,null,null,"2014-01-19T13:00:00",{"$f":"\"\"","v":""},{"$f":"\"\"","v":""},{"$f":"\"\"","v":""},{"$f":"\"\"","v":""},{"$f":"\"\"","v":""},{"$f":"\"\"","v":""},{"$f":"\"\"","v":""},20,20,20,20,20,20,20]
[447,null,null,null,null,null,null,null,null,null,null,35,null,null,null,null,null,null,null,null,null,null,null,null,null,null,null,null,null,null,null,null,null,null,null,null,null,null,null,null,null,null,null,null,null,null,null,null,null,null,null,null,null,null,null,null,null,null,null,null,null,null,null,null,null,null,null,null,null,null,null,null,null,"2014-01-19T14:00:00",{"$f":"\"\"","v":""},{"$f":"\"\"","v":""},{"$f":"\"\"","v":""},{"$f":"\"\"","v":""},{"$f":"\"\"","v":""},{"$f":"\"\"","v":""},{"$f":"\"\"","v":""},"","","","","","",{"$f":"\"\"","v":""}]
[448,null,null,null,null,null,null,null,null,null,null,35,null,null,null,null,null,null,null,null,null,null,null,null,null,null,null,null,null,null,null,null,null,null,null,null,null,null,null,null,null,null,null,null,null,null,null,null,null,null,null,null,null,null,null,null,null,null,null,null,null,null,null,null,null,null,null,null,null,null,null,null,null,"2014-01-19T15:00:00",{"$f":"\"\"","v":""},{"$f":"\"\"","v":""},{"$f":"\"\"","v":""},{"$f":"\"\"","v":""},{"$f":"\"\"","v":""},{"$f":"\"\"","v":""},{"$f":"\"\"","v":""},"","","","","","",{"$f":"\"\"","v":""}]
[449,null,null,null,null,null,null,null,null,null,null,35,null,null,null,null,null,null,null,null,null,null,null,null,null,null,null,null,null,null,null,null,null,null,null,null,null,null,null,null,null,null,null,null,null,null,null,null,null,null,null,null,null,null,null,null,null,null,null,null,null,null,null,null,null,null,null,null,null,null,null,null,null,"2014-01-19T16:00:00",{"$f":"\"\"","v":""},{"$f":"\"\"","v":""},{"$f":"\"\"","v":""},{"$f":"\"\"","v":""},{"$f":"\"\"","v":""},{"$f":"\"\"","v":""},{"$f":"\"\"","v":""},20,20,20,20,20,20,20]
[450,null,null,null,null,null,null,null,null,null,null,35,null,null,null,null,null,null,null,null,null,null,null,null,null,null,null,null,null,null,null,null,null,null,null,null,null,null,null,null,null,null,null,null,null,null,null,null,null,null,null,null,null,null,null,null,null,null,null,null,null,null,null,null,null,null,null,null,null,null,null,null,null,"2014-01-19T17:00:00",{"$f":"\"\"","v":""},{"$f":"\"\"","v":""},{"$f":"\"\"","v":""},{"$f":"\"\"","v":""},{"$f":"\"\"","v":""},{"$f":"\"\"","v":""},{"$f":"\"\"","v":""},20,20,20,20,20,20,20]
[451,null,null,null,null,null,null,null,null,null,null,35,null,null,null,null,null,null,null,null,null,null,null,null,null,null,null,null,null,null,null,null,null,null,null,null,null,null,null,null,null,null,null,null,null,null,null,null,null,null,null,null,null,null,null,null,null,null,null,null,null,null,null,null,null,null,null,null,null,null,null,null,null,"2014-01-19T18:00:00",{"$f":"\"\"","v":""},{"$f":"\"\"","v":""},{"$f":"\"\"","v":""},{"$f":"\"\"","v":""},{"$f":"\"\"","v":""},{"$f":"\"\"","v":""},{"$f":"\"\"","v":""},20,20,20,20,20,20,20]
[452,null,null,null,null,null,null,null,null,null,null,35,null,null,null,null,null,null,null,null,null,null,null,null,null,null,null,null,null,null,null,null,null,null,null,null,null,null,null,null,null,null,null,null,null,null,null,null,null,null,null,null,null,null,null,null,null,null,null,null,null,null,null,null,null,null,null,null,null,null,null,null,null,{"$f":"BV452+1/24","v":"2014-01-19T19:00:00"},{"$f":"\"\"","v":""},{"$f":"\"\"","v":""},{"$f":"\"\"","v":""},{"$f":"\"\"","v":""},{"$f":"\"\"","v":""},{"$f":"\"\"","v":""},{"$f":"\"\"","v":""},20,20,20,20,20,20,20]
[453,null,null,null,null,null,null,null,null,null,null,35,null,null,null,null,null,null,null,null,null,null,null,null,null,null,null,null,null,null,null,null,null,null,null,null,null,null,null,null,null,null,null,null,null,null,null,null,null,null,null,null,null,null,null,null,null,null,null,null,null,null,null,null,null,null,null,null,null,null,null,null,null,"2014-01-19T20:00:00",{"$f":"\"\"","v":""},{"$f":"\"\"","v":""},{"$f":"\"\"","v":""},{"$f":"\"\"","v":""},{"$f":"\"\"","v":""},{"$f":"\"\"","v":""},{"$f":"\"\"","v":""},20,20,20,20,20,20,20]
[454,null,null,null,null,null,null,null,null,null,null,35,null,null,null,null,null,null,null,null,null,null,null,null,null,null,null,null,null,null,null,null,null,null,null,null,null,null,null,null,null,null,null,null,null,null,null,null,null,null,null,null,null,null,null,null,null,null,null,null,null,null,null,null,null,null,null,null,null,null,null,null,null,"2014-01-19T21:00:00",{"$f":"\"\"","v":""},{"$f":"\"\"","v":""},{"$f":"\"\"","v":""},{"$f":"\"\"","v":""},{"$f":"\"\"","v":""},{"$f":"\"\"","v":""},{"$f":"\"\"","v":""},20,20,20,20,20,20,20]
[455,null,null,null,null,null,null,null,null,null,null,35,null,null,null,null,null,null,null,null,null,null,null,null,null,null,null,null,null,null,null,null,null,null,null,null,null,null,null,null,null,null,null,null,null,null,null,null,null,null,null,null,null,null,null,null,null,null,null,null,null,null,null,null,null,null,null,null,null,null,null,null,null,"2014-01-19T22:00:00",{"$f":"\"\"","v":""},{"$f":"\"\"","v":""},{"$f":"\"\"","v":""},{"$f":"\"\"","v":""},{"$f":"\"\"","v":""},{"$f":"\"\"","v":""},{"$f":"\"\"","v":""},20,20,20,20,20,20,20]
[456,null,null,null,null,null,null,null,null,null,null,35,null,null,null,null,null,null,null,null,null,null,null,null,null,null,null,null,null,null,null,null,null,null,null,null,null,null,null,null,null,null,null,null,null,null,null,null,null,null,null,null,null,null,null,null,null,null,null,null,null,null,null,null,null,null,null,null,null,null,null,null,null,"2014-01-19T23:00:00",{"$f":"\"\"","v":""},{"$f":"\"\"","v":""},{"$f":"\"\"","v":""},{"$f":"\"\"","v":""},{"$f":"\"\"","v":""},{"$f":"\"\"","v":""},{"$f":"\"\"","v":""},20,20,20,20,20,20,20]
[457,null,null,null,null,null,null,null,null,null,null,35,null,null,null,null,null,null,null,null,null,null,null,null,null,null,null,null,null,null,null,null,null,null,null,null,null,null,null,null,null,null,null,null,null,null,null,null,null,null,null,null,null,null,null,null,null,null,null,null,null,null,null,null,null,null,null,null,null,null,null,null,null,"2014-01-20",{"$f":"\"\"","v":""},{"$f":"\"\"","v":""},{"$f":"\"\"","v":""},{"$f":"\"\"","v":""},{"$f":"\"\"","v":""},{"$f":"\"\"","v":""},{"$f":"\"\"","v":""},"","","","","","",{"$f":"\"\"","v":""}]
[458,null,null,null,null,null,null,null,null,null,null,35,null,null,null,null,null,null,null,null,null,null,null,null,null,null,null,null,null,null,null,null,null,null,null,null,null,null,null,null,null,null,null,null,null,null,null,null,null,null,null,null,null,null,null,null,null,null,null,null,null,null,null,null,null,null,null,null,null,null,null,null,null,"2014-01-20T01:00:00",{"$f":"\"\"","v":""},{"$f":"\"\"","v":""},{"$f":"\"\"","v":""},{"$f":"\"\"","v":""},{"$f":"\"\"","v":""},{"$f":"\"\"","v":""},{"$f":"\"\"","v":""},{"$f":"CD435","v":""},"","","","","",{"$f":"\"\"","v":""}]
[459,null,null,null,null,null,null,null,null,null,null,35,null,null,null,null,null,null,null,null,null,null,null,null,null,null,null,null,null,null,null,null,null,null,null,null,null,null,null,null,null,null,null,null,null,null,null,null,null,null,null,null,null,null,null,null,null,null,null,null,null,null,null,null,null,null,null,null,null,null,null,null,null,"2014-01-20T02:00:00",{"$f":"\"\"","v":""},{"$f":"\"\"","v":""},{"$f":"\"\"","v":""},{"$f":"\"\"","v":""},{"$f":"\"\"","v":""},{"$f":"\"\"","v":""},{"$f":"\"\"","v":""},"","","","","","",{"$f":"\"\"","v":""}]
[460,null,null,null,null,null,null,null,null,null,null,35,null,null,null,null,null,null,null,null,null,null,null,null,null,null,null,null,null,null,null,null,null,null,null,null,null,null,null,null,null,null,null,null,null,null,null,null,null,null,null,null,null,null,null,null,null,null,null,null,null,null,null,null,null,null,null,null,null,null,null,null,null,"2014-01-20T03:00:00",{"$f":"\"\"","v":""},{"$f":"\"\"","v":""},{"$f":"\"\"","v":""},{"$f":"\"\"","v":""},{"$f":"\"\"","v":""},{"$f":"\"\"","v":""},{"$f":"\"\"","v":""},"","","","","","",{"$f":"\"\"","v":""}]
[461,null,null,null,null,null,null,null,null,null,null,35,null,null,null,null,null,null,null,null,null,null,null,null,null,null,null,null,null,null,null,null,null,null,null,null,null,null,null,null,null,null,null,null,null,null,null,null,null,null,null,null,null,null,null,null,null,null,null,null,null,null,null,null,null,null,null,null,null,null,null,null,null,"2014-01-20T04:00:00",{"$f":"\"\"","v":""},{"$f":"\"\"","v":""},{"$f":"\"\"","v":""},{"$f":"\"\"","v":""},{"$f":"\"\"","v":""},{"$f":"\"\"","v":""},{"$f":"\"\"","v":""},"","","","","","",{"$f":"\"\"","v":""}]
[462,null,null,null,null,null,null,null,null,null,null,35,null,null,null,null,null,null,null,null,null,null,null,null,null,null,null,null,null,null,null,null,null,null,null,null,null,null,null,null,null,null,null,null,null,null,null,null,null,null,null,null,null,null,null,null,null,null,null,null,null,null,null,null,null,null,null,null,null,null,null,null,null,"2014-01-20T05:00:00",{"$f":"\"\"","v":""},{"$f":"\"\"","v":""},{"$f":"\"\"","v":""},{"$f":"\"\"","v":""},{"$f":"\"\"","v":""},{"$f":"\"\"","v":""},{"$f":"\"\"","v":""},"","","","","","",{"$f":"\"\"","v":""}]
[463,null,null,null,null,null,null,null,null,null,null,35,null,null,null,null,null,null,null,null,null,null,null,null,null,null,null,null,null,null,null,null,null,null,null,null,null,null,null,null,null,null,null,null,null,null,null,null,null,null,null,null,null,null,null,null,null,null,null,null,null,null,null,null,null,null,null,null,null,null,null,null,null,"2014-01-20T06:00:00",{"$f":"\"\"","v":""},{"$f":"\"\"","v":""},{"$f":"\"\"","v":""},{"$f":"\"\"","v":""},{"$f":"\"\"","v":""},{"$f":"\"\"","v":""},{"$f":"\"\"","v":""},20,20,20,20,20,20,20]
[464,null,null,null,null,null,null,null,null,null,null,35,null,null,null,null,null,null,null,null,null,null,null,null,null,null,null,null,null,null,null,null,null,null,null,null,null,null,null,null,null,null,null,null,null,null,null,null,null,null,null,null,null,null,null,null,null,null,null,null,null,null,null,null,null,null,null,null,null,null,null,null,null,"2014-01-20T07:00:00",{"$f":"\"\"","v":""},{"$f":"\"\"","v":""},{"$f":"\"\"","v":""},{"$f":"\"\"","v":""},{"$f":"\"\"","v":""},{"$f":"\"\"","v":""},{"$f":"\"\"","v":""},20,20,20,20,20,20,20]
[465,null,null,null,null,null,null,null,null,null,null,35,null,null,null,null,null,null,null,null,null,null,null,null,null,null,null,null,null,null,null,null,null,null,null,null,null,null,null,null,null,null,null,null,null,null,null,null,null,null,null,null,null,null,null,null,null,null,null,null,null,null,null,null,null,null,null,null,null,null,null,null,null,"2014-01-20T08:00:00",{"$f":"\"\"","v":""},{"$f":"\"\"","v":""},{"$f":"\"\"","v":""},{"$f":"\"\"","v":""},{"$f":"\"\"","v":""},{"$f":"\"\"","v":""},{"$f":"\"\"","v":""},20,20,20,20,20,20,20]
[466,null,null,null,null,null,null,null,null,null,null,35,null,null,null,null,null,null,null,null,null,null,null,null,null,null,null,null,null,null,null,null,null,null,null,null,null,null,null,null,null,null,null,null,null,null,null,null,null,null,null,null,null,null,null,null,null,null,null,null,null,null,null,null,null,null,null,null,null,null,null,null,null,"2014-01-20T09:00:00",{"$f":"\"\"","v":""},{"$f":"\"\"","v":""},{"$f":"\"\"","v":""},{"$f":"\"\"","v":""},{"$f":"\"\"","v":""},{"$f":"\"\"","v":""},{"$f":"\"\"","v":""},20,20,20,20,20,20,20]
[467,null,null,null,null,null,null,null,null,null,null,35,null,null,null,null,null,null,null,null,null,null,null,null,null,null,null,null,null,null,null,null,null,null,null,null,null,null,null,null,null,null,null,null,null,null,null,null,null,null,null,null,null,null,null,null,null,null,null,null,null,null,null,null,null,null,null,null,null,null,null,null,null,"2014-01-20T10:00:00",{"$f":"\"\"","v":""},{"$f":"\"\"","v":""},{"$f":"\"\"","v":""},{"$f":"\"\"","v":""},{"$f":"\"\"","v":""},{"$f":"\"\"","v":""},{"$f":"\"\"","v":""},"","","","","","",{"$f":"\"\"","v":""}]
[468,null,null,null,null,null,null,null,null,null,null,35,null,null,null,null,null,null,null,null,null,null,null,null,null,null,null,null,null,null,null,null,null,null,null,null,null,null,null,null,null,null,null,null,null,null,null,null,null,null,null,null,null,null,null,null,null,null,null,null,null,null,null,null,null,null,null,null,null,null,null,null,null,"2014-01-20T11:00:00",{"$f":"\"\"","v":""},{"$f":"\"\"","v":""},{"$f":"\"\"","v":""},{"$f":"\"\"","v":""},{"$f":"\"\"","v":""},{"$f":"\"\"","v":""},{"$f":"\"\"","v":""},"","","","","","",{"$f":"\"\"","v":""}]
[469,null,null,null,null,null,null,null,null,null,null,35,null,null,null,null,null,null,null,null,null,null,null,null,null,null,null,null,null,null,null,null,null,null,null,null,null,null,null,null,null,null,null,null,null,null,null,null,null,null,null,null,null,null,null,null,null,null,null,null,null,null,null,null,null,null,null,null,null,null,null,null,null,"2014-01-20T12:00:00",{"$f":"\"\"","v":""},{"$f":"\"\"","v":""},{"$f":"\"\"","v":""},{"$f":"\"\"","v":""},{"$f":"\"\"","v":""},{"$f":"\"\"","v":""},{"$f":"\"\"","v":""},20,20,20,20,20,20,20]
[470,null,null,null,null,null,null,null,null,null,null,35,null,null,null,null,null,null,null,null,null,null,null,null,null,null,null,null,null,null,null,null,null,null,null,null,null,null,null,null,null,null,null,null,null,null,null,null,null,null,null,null,null,null,null,null,null,null,null,null,null,null,null,null,null,null,null,null,null,null,null,null,null,"2014-01-20T13:00:00",{"$f":"\"\"","v":""},{"$f":"\"\"","v":""},{"$f":"\"\"","v":""},{"$f":"\"\"","v":""},{"$f":"\"\"","v":""},{"$f":"\"\"","v":""},{"$f":"\"\"","v":""},20,20,20,20,20,20,20]
[471,null,null,null,null,null,null,null,null,null,null,35,null,null,null,null,null,null,null,null,null,null,null,null,null,null,null,null,null,null,null,null,null,null,null,null,null,null,null,null,null,null,null,null,null,null,null,null,null,null,null,null,null,null,null,null,null,null,null,null,null,null,null,null,null,null,null,null,null,null,null,null,null,"2014-01-20T14:00:00",{"$f":"\"\"","v":""},{"$f":"\"\"","v":""},{"$f":"\"\"","v":""},{"$f":"\"\"","v":""},{"$f":"\"\"","v":""},{"$f":"\"\"","v":""},{"$f":"\"\"","v":""},"","","","","","",{"$f":"\"\"","v":""}]
[472,null,null,null,null,null,null,null,null,null,null,35,null,null,null,null,null,null,null,null,null,null,null,null,null,null,null,null,null,null,null,null,null,null,null,null,null,null,null,null,null,null,null,null,null,null,null,null,null,null,null,null,null,null,null,null,null,null,null,null,null,null,null,null,null,null,null,null,null,null,null,null,null,"2014-01-20T15:00:00",{"$f":"\"\"","v":""},{"$f":"\"\"","v":""},{"$f":"\"\"","v":""},{"$f":"\"\"","v":""},{"$f":"\"\"","v":""},{"$f":"\"\"","v":""},{"$f":"\"\"","v":""},"","","","","","",{"$f":"\"\"","v":""}]
[473,null,null,null,null,null,null,null,null,null,null,35,null,null,null,null,null,null,null,null,null,null,null,null,null,null,null,null,null,null,null,null,null,null,null,null,null,null,null,null,null,null,null,null,null,null,null,null,null,null,null,null,null,null,null,null,null,null,null,null,null,null,null,null,null,null,null,null,null,null,null,null,null,"2014-01-20T16:00:00",{"$f":"\"\"","v":""},{"$f":"\"\"","v":""},{"$f":"\"\"","v":""},{"$f":"\"\"","v":""},{"$f":"\"\"","v":""},{"$f":"\"\"","v":""},{"$f":"\"\"","v":""},20,20,20,20,20,20,20]
[474,null,null,null,null,null,null,null,null,null,null,35,null,null,null,null,null,null,null,null,null,null,null,null,null,null,null,null,null,null,null,null,null,null,null,null,null,null,null,null,null,null,null,null,null,null,null,null,null,null,null,null,null,null,null,null,null,null,null,null,null,null,null,null,null,null,null,null,null,null,null,null,null,"2014-01-20T17:00:00",{"$f":"\"\"","v":""},{"$f":"\"\"","v":""},{"$f":"\"\"","v":""},{"$f":"\"\"","v":""},{"$f":"\"\"","v":""},{"$f":"\"\"","v":""},{"$f":"\"\"","v":""},{"$f":"CD451","v":20},20,20,20,20,20,20]
[475,null,null,null,null,null,null,null,null,null,null,35,null,null,null,null,null,null,null,null,null,null,null,null,null,null,null,null,null,null,null,null,null,null,null,null,null,null,null,null,null,null,null,null,null,null,null,null,null,null,null,null,null,null,null,null,null,null,null,null,null,null,null,null,null,null,null,null,null,null,null,null,null,"2014-01-20T18:00:00",{"$f":"\"\"","v":""},{"$f":"\"\"","v":""},{"$f":"\"\"","v":""},{"$f":"\"\"","v":""},{"$f":"\"\"","v":""},{"$f":"\"\"","v":""},{"$f":"\"\"","v":""},20,20,20,20,20,20,20]
[476,null,null,null,null,null,null,null,null,null,null,35,null,null,null,null,null,null,null,null,null,null,null,null,null,null,null,null,null,null,null,null,null,null,null,null,null,null,null,null,null,null,null,null,null,null,null,null,null,null,null,null,null,null,null,null,null,null,null,null,null,null,null,null,null,null,null,null,null,null,null,null,null,"2014-01-20T19:00:00",{"$f":"\"\"","v":""},{"$f":"\"\"","v":""},{"$f":"\"\"","v":""},{"$f":"\"\"","v":""},{"$f":"\"\"","v":""},{"$f":"\"\"","v":""},{"$f":"\"\"","v":""},20,20,20,20,20,20,20]
[477,null,null,null,null,null,null,null,null,null,null,35,null,null,null,null,null,null,null,null,null,null,null,null,null,null,null,null,null,null,null,null,null,null,null,null,null,null,null,null,null,null,null,null,null,null,null,null,null,null,null,null,null,null,null,null,null,null,null,null,null,null,null,null,null,null,null,null,null,null,null,null,null,"2014-01-20T20:00:00",{"$f":"\"\"","v":""},{"$f":"\"\"","v":""},{"$f":"\"\"","v":""},{"$f":"\"\"","v":""},{"$f":"\"\"","v":""},{"$f":"\"\"","v":""},{"$f":"\"\"","v":""},20,20,20,20,20,20,20]
[478,null,null,null,null,null,null,null,null,null,null,35,null,null,null,null,null,null,null,null,null,null,null,null,null,null,null,null,null,null,null,null,null,null,null,null,null,null,null,null,null,null,null,null,null,null,null,null,null,null,null,null,null,null,null,null,null,null,null,null,null,null,null,null,null,null,null,null,null,null,null,null,null,"2014-01-20T21:00:00",{"$f":"\"\"","v":""},{"$f":"\"\"","v":""},{"$f":"\"\"","v":""},{"$f":"\"\"","v":""},{"$f":"\"\"","v":""},{"$f":"\"\"","v":""},{"$f":"\"\"","v":""},20,20,20,20,20,20,20]
[479,null,null,null,null,null,null,null,null,null,null,35,null,null,null,null,null,null,null,null,null,null,null,null,null,null,null,null,null,null,null,null,null,null,null,null,null,null,null,null,null,null,null,null,null,null,null,null,null,null,null,null,null,null,null,null,null,null,null,null,null,null,null,null,null,null,null,null,null,null,null,null,null,"2014-01-20T22:00:00",{"$f":"\"\"","v":""},{"$f":"\"\"","v":""},{"$f":"\"\"","v":""},{"$f":"\"\"","v":""},{"$f":"\"\"","v":""},{"$f":"\"\"","v":""},{"$f":"\"\"","v":""},20,20,20,20,20,20,20]
[480,null,null,null,null,null,null,null,null,null,null,35,null,null,null,null,null,null,null,null,null,null,null,null,null,null,null,null,null,null,null,null,null,null,null,null,null,null,null,null,null,null,null,null,null,null,null,null,null,null,null,null,null,null,null,null,null,null,null,null,null,null,null,null,null,null,null,null,null,null,null,null,null,"2014-01-20T23:00:00",{"$f":"\"\"","v":""},{"$f":"\"\"","v":""},{"$f":"\"\"","v":""},{"$f":"\"\"","v":""},{"$f":"\"\"","v":""},{"$f":"\"\"","v":""},{"$f":"\"\"","v":""},20,20,20,20,20,20,20]
[481,null,null,null,null,null,null,null,null,null,null,35,null,null,null,null,null,null,null,null,null,null,null,null,null,null,null,null,null,null,null,null,null,null,null,null,null,null,null,null,null,null,null,null,null,null,null,null,null,null,null,null,null,null,null,null,null,null,null,null,null,null,null,null,null,null,null,null,null,null,null,null,null,"2014-01-21",{"$f":"\"\"","v":""},{"$f":"\"\"","v":""},{"$f":"\"\"","v":""},{"$f":"\"\"","v":""},{"$f":"\"\"","v":""},{"$f":"\"\"","v":""},{"$f":"\"\"","v":""},"","","","","","",{"$f":"\"\"","v":""}]
[482,null,null,null,null,null,null,null,null,null,null,35,null,null,null,null,null,null,null,null,null,null,null,null,null,null,null,null,null,null,null,null,null,null,null,null,null,null,null,null,null,null,null,null,null,null,null,null,null,null,null,null,null,null,null,null,null,null,null,null,null,null,null,null,null,null,null,null,null,null,null,null,null,"2014-01-21T01:00:00",{"$f":"\"\"","v":""},{"$f":"\"\"","v":""},{"$f":"\"\"","v":""},{"$f":"\"\"","v":""},{"$f":"\"\"","v":""},{"$f":"\"\"","v":""},{"$f":"\"\"","v":""},"","","","","","",{"$f":"\"\"","v":""}]
[483,null,null,null,null,null,null,null,null,null,null,35,null,null,null,null,null,null,null,null,null,null,null,null,null,null,null,null,null,null,null,null,null,null,null,null,null,null,null,null,null,null,null,null,null,null,null,null,null,null,null,null,null,null,null,null,null,null,null,null,null,null,null,null,null,null,null,null,null,null,null,null,null,"2014-01-21T02:00:00",{"$f":"\"\"","v":""},{"$f":"\"\"","v":""},{"$f":"\"\"","v":""},{"$f":"\"\"","v":""},{"$f":"\"\"","v":""},{"$f":"\"\"","v":""},{"$f":"\"\"","v":""},"","","","","","",{"$f":"\"\"","v":""}]
[484,null,null,null,null,null,null,null,null,null,null,35,null,null,null,null,null,null,null,null,null,null,null,null,null,null,null,null,null,null,null,null,null,null,null,null,null,null,null,null,null,null,null,null,null,null,null,null,null,null,null,null,null,null,null,null,null,null,null,null,null,null,null,null,null,null,null,null,null,null,null,null,null,"2014-01-21T03:00:00",{"$f":"\"\"","v":""},{"$f":"\"\"","v":""},{"$f":"\"\"","v":""},{"$f":"\"\"","v":""},{"$f":"\"\"","v":""},{"$f":"\"\"","v":""},{"$f":"\"\"","v":""},"","","","","","",{"$f":"\"\"","v":""}]
[485,null,null,null,null,null,null,null,null,null,null,35,null,null,null,null,null,null,null,null,null,null,null,null,null,null,null,null,null,null,null,null,null,null,null,null,null,null,null,null,null,null,null,null,null,null,null,null,null,null,null,null,null,null,null,null,null,null,null,null,null,null,null,null,null,null,null,null,null,null,null,null,null,"2014-01-21T04:00:00",{"$f":"\"\"","v":""},{"$f":"\"\"","v":""},{"$f":"\"\"","v":""},{"$f":"\"\"","v":""},{"$f":"\"\"","v":""},{"$f":"\"\"","v":""},{"$f":"\"\"","v":""},"","","","","","",{"$f":"\"\"","v":""}]
[486,null,null,null,null,null,null,null,null,null,null,35,null,null,null,null,null,null,null,null,null,null,null,null,null,null,null,null,null,null,null,null,null,null,null,null,null,null,null,null,null,null,null,null,null,null,null,null,null,null,null,null,null,null,null,null,null,null,null,null,null,null,null,null,null,null,null,null,null,null,null,null,null,"2014-01-21T05:00:00",{"$f":"\"\"","v":""},{"$f":"\"\"","v":""},{"$f":"\"\"","v":""},{"$f":"\"\"","v":""},{"$f":"\"\"","v":""},{"$f":"\"\"","v":""},{"$f":"\"\"","v":""},"","","","","","",{"$f":"\"\"","v":""}]
[487,null,null,null,null,null,null,null,null,null,null,35,null,null,null,null,null,null,null,null,null,null,null,null,null,null,null,null,null,null,null,null,null,null,null,null,null,null,null,null,null,null,null,null,null,null,null,null,null,null,null,null,null,null,null,null,null,null,null,null,null,null,null,null,null,null,null,null,null,null,null,null,null,"2014-01-21T06:00:00",{"$f":"\"\"","v":""},{"$f":"\"\"","v":""},{"$f":"\"\"","v":""},{"$f":"\"\"","v":""},{"$f":"\"\"","v":""},{"$f":"\"\"","v":""},{"$f":"\"\"","v":""},20,20,20,20,20,20,20]
[488,null,null,null,null,null,null,null,null,null,null,35,null,null,null,null,null,null,null,null,null,null,null,null,null,null,null,null,null,null,null,null,null,null,null,null,null,null,null,null,null,null,null,null,null,null,null,null,null,null,null,null,null,null,null,null,null,null,null,null,null,null,null,null,null,null,null,null,null,null,null,null,null,"2014-01-21T07:00:00",{"$f":"\"\"","v":""},{"$f":"\"\"","v":""},{"$f":"\"\"","v":""},{"$f":"\"\"","v":""},{"$f":"\"\"","v":""},{"$f":"\"\"","v":""},{"$f":"\"\"","v":""},20,20,20,20,20,20,20]
[489,null,null,null,null,null,null,null,null,null,null,35,null,null,null,null,null,null,null,null,null,null,null,null,null,null,null,null,null,null,null,null,null,null,null,null,null,null,null,null,null,null,null,null,null,null,null,null,null,null,null,null,null,null,null,null,null,null,null,null,null,null,null,null,null,null,null,null,null,null,null,null,null,"2014-01-21T08:00:00",{"$f":"\"\"","v":""},{"$f":"\"\"","v":""},{"$f":"\"\"","v":""},{"$f":"\"\"","v":""},{"$f":"\"\"","v":""},{"$f":"\"\"","v":""},{"$f":"\"\"","v":""},20,20,20,20,20,20,20]
[490,null,null,null,null,null,null,null,null,null,null,35,null,null,null,null,null,null,null,null,null,null,null,null,null,null,null,null,null,null,null,null,null,null,null,null,null,null,null,null,null,null,null,null,null,null,null,null,null,null,null,null,null,null,null,null,null,null,null,null,null,null,null,null,null,null,null,null,null,null,null,null,null,"2014-01-21T09:00:00",{"$f":"\"\"","v":""},{"$f":"\"\"","v":""},{"$f":"\"\"","v":""},{"$f":"\"\"","v":""},{"$f":"\"\"","v":""},{"$f":"\"\"","v":""},{"$f":"\"\"","v":""},{"$f":"CD467","v":20},20,20,20,20,20,20]
[491,null,null,null,null,null,null,null,null,null,null,35,null,null,null,null,null,null,null,null,null,null,null,null,null,null,null,null,null,null,null,null,null,null,null,null,null,null,null,null,null,null,null,null,null,null,null,null,null,null,null,null,null,null,null,null,null,null,null,null,null,null,null,null,null,null,null,null,null,null,null,null,null,"2014-01-21T10:00:00",{"$f":"\"\"","v":""},{"$f":"\"\"","v":""},{"$f":"\"\"","v":""},{"$f":"\"\"","v":""},{"$f":"\"\"","v":""},{"$f":"\"\"","v":""},{"$f":"\"\"","v":""},"","","","","","",{"$f":"\"\"","v":""}]
[492,null,null,null,null,null,null,null,null,null,null,35,null,null,null,null,null,null,null,null,null,null,null,null,null,null,null,null,null,null,null,null,null,null,null,null,null,null,null,null,null,null,null,null,null,null,null,null,null,null,null,null,null,null,null,null,null,null,null,null,null,null,null,null,null,null,null,null,null,null,null,null,null,"2014-01-21T11:00:00",{"$f":"\"\"","v":""},{"$f":"\"\"","v":""},{"$f":"\"\"","v":""},{"$f":"\"\"","v":""},{"$f":"\"\"","v":""},{"$f":"\"\"","v":""},{"$f":"\"\"","v":""},"","","","","","",{"$f":"\"\"","v":""}]
[493,null,null,null,null,null,null,null,null,null,null,35,null,null,null,null,null,null,null,null,null,null,null,null,null,null,null,null,null,null,null,null,null,null,null,null,null,null,null,null,null,null,null,null,null,null,null,null,null,null,null,null,null,null,null,null,null,null,null,null,null,null,null,null,null,null,null,null,null,null,null,null,null,"2014-01-21T12:00:00",{"$f":"\"\"","v":""},{"$f":"\"\"","v":""},{"$f":"\"\"","v":""},{"$f":"\"\"","v":""},{"$f":"\"\"","v":""},{"$f":"\"\"","v":""},{"$f":"\"\"","v":""},20,20,20,20,20,20,20]
[494,null,null,null,null,null,null,null,null,null,null,35,null,null,null,null,null,null,null,null,null,null,null,null,null,null,null,null,null,null,null,null,null,null,null,null,null,null,null,null,null,null,null,null,null,null,null,null,null,null,null,null,null,null,null,null,null,null,null,null,null,null,null,null,null,null,null,null,null,null,null,null,null,"2014-01-21T13:00:00",{"$f":"\"\"","v":""},{"$f":"\"\"","v":""},{"$f":"\"\"","v":""},{"$f":"\"\"","v":""},{"$f":"\"\"","v":""},{"$f":"\"\"","v":""},{"$f":"\"\"","v":""},20,20,20,20,20,20,20]
[495,null,null,null,null,null,null,null,null,null,null,35,null,null,null,null,null,null,null,null,null,null,null,null,null,null,null,null,null,null,null,null,null,null,null,null,null,null,null,null,null,null,null,null,null,null,null,null,null,null,null,null,null,null,null,null,null,null,null,null,null,null,null,null,null,null,null,null,null,null,null,null,null,"2014-01-21T14:00:00",{"$f":"\"\"","v":""},{"$f":"\"\"","v":""},{"$f":"\"\"","v":""},{"$f":"\"\"","v":""},{"$f":"\"\"","v":""},{"$f":"\"\"","v":""},{"$f":"\"\"","v":""},"","","","","","",{"$f":"\"\"","v":""}]
[496,null,null,null,null,null,null,null,null,null,null,35,null,null,null,null,null,null,null,null,null,null,null,null,null,null,null,null,null,null,null,null,null,null,null,null,null,null,null,null,null,null,null,null,null,null,null,null,null,null,null,null,null,null,null,null,null,null,null,null,null,null,null,null,null,null,null,null,null,null,null,null,null,"2014-01-21T15:00:00",{"$f":"\"\"","v":""},{"$f":"\"\"","v":""},{"$f":"\"\"","v":""},{"$f":"\"\"","v":""},{"$f":"\"\"","v":""},{"$f":"\"\"","v":""},{"$f":"\"\"","v":""},"","","","","","",{"$f":"\"\"","v":""}]
[497,null,null,null,null,null,null,null,null,null,null,35,null,null,null,null,null,null,null,null,null,null,null,null,null,null,null,null,null,null,null,null,null,null,null,null,null,null,null,null,null,null,null,null,null,null,null,null,null,null,null,null,null,null,null,null,null,null,null,null,null,null,null,null,null,null,null,null,null,null,null,null,null,"2014-01-21T16:00:00",{"$f":"\"\"","v":""},{"$f":"\"\"","v":""},{"$f":"\"\"","v":""},{"$f":"\"\"","v":""},{"$f":"\"\"","v":""},{"$f":"\"\"","v":""},{"$f":"\"\"","v":""},20,20,20,20,20,20,20]
[498,null,null,null,null,null,null,null,null,null,null,35,null,null,null,null,null,null,null,null,null,null,null,null,null,null,null,null,null,null,null,null,null,null,null,null,null,null,null,null,null,null,null,null,null,null,null,null,null,null,null,null,null,null,null,null,null,null,null,null,null,null,null,null,null,null,null,null,null,null,null,null,null,"2014-01-21T17:00:00",{"$f":"\"\"","v":""},{"$f":"\"\"","v":""},{"$f":"\"\"","v":""},{"$f":"\"\"","v":""},{"$f":"\"\"","v":""},{"$f":"\"\"","v":""},{"$f":"\"\"","v":""},20,20,20,20,20,20,20]
[499,null,null,null,null,null,null,null,null,null,null,35,null,null,null,null,null,null,null,null,null,null,null,null,null,null,null,null,null,null,null,null,null,null,null,null,null,null,null,null,null,null,null,null,null,null,null,null,null,null,null,null,null,null,null,null,null,null,null,null,null,null,null,null,null,null,null,null,null,null,null,null,null,"2014-01-21T18:00:00",{"$f":"\"\"","v":""},{"$f":"\"\"","v":""},{"$f":"\"\"","v":""},{"$f":"\"\"","v":""},{"$f":"\"\"","v":""},{"$f":"\"\"","v":""},{"$f":"\"\"","v":""},20,20,20,20,20,20,20]
[503,null,null,null,null,null,null,null,null,null,null,35,null,null,null,null,null,null,null,null,null,null,null,null,null,null,null,null,null,null,null,null,null,null,null,null,null,null,null,null,null,null,null,null,null,null,null,null,null,null,null,null,null,null,null,null,null,null,null,null,null,null,null,null,null,null,null,null,null,null,null,null,null,"2014-01-21T22:00:00",{"$f":"\"\"","v":""},{"$f":"\"\"","v":""},{"$f":"\"\"","v":""},{"$f":"\"\"","v":""},{"$f":"\"\"","v":""},{"$f":"\"\"","v":""},{"$f":"\"\"","v":""},20,20,20,20,20,20,20]
[537,null,null,null,null,null,null,null,null,null,null,35,null,null,null,null,null,null,null,null,null,null,null,null,null,null,null,null,null,null,null,null,null,null,null,null,null,null,null,null,null,null,null,null,null,null,null,null,null,null,null,null,null,null,null,null,null,null,null,null,null,null,null,null,null,null,null,null,null,null,null,null,null,"2014-01-23T08:00:00",{"$f":"\"\"","v":""},{"$f":"\"\"","v":""},{"$f":"\"\"","v":""},{"$f":"\"\"","v":""},{"$f":"\"\"","v":""},{"$f":"\"\"","v":""},{"$f":"\"\"","v":""},20,20,20,20,20,20,20]
[588,null,null,null,null,null,null,null,null,null,null,35,null,null,null,null,null,null,null,null,null,null,null,null,null,null,null,null,null,null,null,null,null,null,null,null,null,null,null,null,null,null,null,null,null,null,null,null,null,null,null,null,null,null,null,null,null,null,null,null,null,null,null,null,null,null,null,null,null,null,null,null,null,"2014-01-25T11:00:00",{"$f":"\"\"","v":""},{"$f":"\"\"","v":""},{"$f":"\"\"","v":""},{"$f":"\"\"","v":""},{"$f":"\"\"","v":""},{"$f":"\"\"","v":""},{"$f":"\"\"","v":""},"","","","","","",{"$f":"\"\"","v":""}]
[623,null,null,null,null,null,null,null,null,null,null,35,null,null,null,null,null,null,null,null,null,null,null,null,null,null,null,null,null,null,null,null,null,null,null,null,null,null,null,null,null,null,null,null,null,null,null,null,null,null,null,null,null,null,null,null,null,null,null,null,null,null,null,null,null,null,null,null,null,null,null,null,null,"2014-01-26T22:00:00",{"$f":"\"\"","v":""},{"$f":"\"\"","v":""},{"$f":"\"\"","v":""},{"$f":"\"\"","v":""},{"$f":"\"\"","v":""},{"$f":"\"\"","v":""},{"$f":"\"\"","v":""},20,20,20,20,20,20,20]
[637,null,null,null,null,null,null,null,null,null,null,35,null,null,null,null,null,null,null,null,null,null,null,null,null,null,null,null,null,null,null,null,null,null,null,null,null,null,null,null,null,null,null,null,null,null,null,null,null,null,null,null,null,null,null,null,null,null,null,null,null,null,null,null,null,null,null,null,null,null,null,null,null,"2014-01-27T12:00:00",{"$f":"\"\"","v":""},{"$f":"\"\"","v":""},{"$f":"\"\"","v":""},{"$f":"\"\"","v":""},{"$f":"\"\"","v":""},{"$f":"\"\"","v":""},{"$f":"\"\"","v":""},20,20,20,20,20,20,20]
[690,null,null,null,null,null,null,null,null,null,null,35,null,null,null,null,null,null,null,null,null,null,null,null,null,null,null,null,null,null,null,null,null,null,null,null,null,null,null,null,null,null,null,null,null,null,null,null,null,null,null,null,null,null,null,null,null,null,null,null,null,null,null,null,null,null,null,null,null,null,null,null,null,"2014-01-29T17:00:00",{"$f":"\"\"","v":""},{"$f":"\"\"","v":""},{"$f":"\"\"","v":""},{"$f":"\"\"","v":""},{"$f":"\"\"","v":""},{"$f":"\"\"","v":""},{"$f":"\"\"","v":""},20,20,20,20,20,20,20]
[725,null,null,null,null,null,null,null,null,null,null,35,null,null,null,null,null,null,null,null,null,null,null,null,null,null,null,null,null,null,null,null,null,null,null,null,null,null,null,null,null,null,null,null,null,null,null,null,null,null,null,null,null,null,null,null,null,null,null,null,null,null,null,null,null,null,null,null,null,null,null,null,null,"2014-01-31T04:00:00",{"$f":"\"\"","v":""},{"$f":"\"\"","v":""},{"$f":"\"\"","v":""},{"$f":"\"\"","v":""},{"$f":"\"\"","v":""},{"$f":"\"\"","v":""},{"$f":"\"\"","v":""},"","","","","","",{"$f":"\"\"","v":""}]
[742,null,null,null,null,null,null,null,null,null,null,35,null,null,null,null,null,null,null,null,null,null,null,null,null,null,null,null,null,null,null,null,null,null,null,null,null,null,null,null,null,null,null,null,null,null,null,null,null,null,null,null,null,null,null,null,null,null,null,null,null,null,null,null,null,null,null,null,null,null,null,null,null,"2014-01-31T21:00:00",{"$f":"\"\"","v":""},{"$f":"\"\"","v":""},{"$f":"\"\"","v":""},{"$f":"\"\"","v":""},{"$f":"\"\"","v":""},{"$f":"\"\"","v":""},{"$f":"\"\"","v":""},20,20,20,20,20,20,20]
[777,null,null,null,null,null,null,null,null,null,null,35,null,null,null,null,null,null,null,null,null,null,null,null,null,null,null,null,null,null,null,null,null,null,null,null,null,null,null,null,null,null,null,null,null,null,null,null,null,null,null,null,null,null,null,null,null,null,null,null,null,null,null,null,null,null,null,null,null,null,null,null,null,"2014-02-02T08:00:00",{"$f":"\"\"","v":""},{"$f":"\"\"","v":""},{"$f":"\"\"","v":""},{"$f":"\"\"","v":""},{"$f":"\"\"","v":""},{"$f":"\"\"","v":""},{"$f":"\"\"","v":""},20,20,20,20,20,20,20]
[811,null,null,null,null,null,null,null,null,null,null,35,null,null,null,null,null,null,null,null,null,null,null,null,null,null,null,null,null,null,null,null,null,null,null,null,null,null,null,null,null,null,null,null,null,null,null,null,null,null,null,null,null,null,null,null,null,null,null,null,null,null,null,null,null,null,null,null,null,null,null,null,null,"2014-02-03T18:00:00",{"$f":"\"\"","v":""},{"$f":"\"\"","v":""},{"$f":"\"\"","v":""},{"$f":"\"\"","v":""},{"$f":"\"\"","v":""},{"$f":"\"\"","v":""},{"$f":"\"\"","v":""},20,20,20,20,20,20,20]
[844,null,null,null,null,null,null,null,null,null,null,35,null,null,null,null,null,null,null,null,null,null,null,null,null,null,null,null,null,null,null,null,null,null,null,null,null,null,null,null,null,null,null,null,null,null,null,null,null,null,null,null,null,null,null,null,null,null,null,null,null,null,null,null,null,null,null,null,null,null,null,null,null,"2014-02-05T03:00:00",{"$f":"\"\"","v":""},{"$f":"\"\"","v":""},{"$f":"\"\"","v":""},{"$f":"\"\"","v":""},{"$f":"\"\"","v":""},{"$f":"\"\"","v":""},{"$f":"\"\"","v":""},"","","","","","",{"$f":"\"\"","v":""}]
[879,null,null,null,null,null,null,null,null,null,null,35,null,null,null,null,null,null,null,null,null,null,null,null,null,null,null,null,null,null,null,null,null,null,null,null,null,null,null,null,null,null,null,null,null,null,null,null,null,null,null,null,null,null,null,null,null,null,null,null,null,null,null,null,null,null,null,null,null,null,null,null,null,"2014-02-06T14:00:00",{"$f":"\"\"","v":""},{"$f":"\"\"","v":""},{"$f":"\"\"","v":""},{"$f":"\"\"","v":""},{"$f":"\"\"","v":""},{"$f":"\"\"","v":""},{"$f":"\"\"","v":""},"","","","","","",{"$f":"\"\"","v":""}]
[930,null,null,null,null,null,null,null,null,null,null,35,null,null,null,null,null,null,null,null,null,null,null,null,null,null,null,null,null,null,null,null,null,null,null,null,null,null,null,null,null,null,null,null,null,null,null,null,null,null,null,null,null,null,null,null,null,null,null,null,null,null,null,null,null,null,null,null,null,null,null,null,null,"2014-02-08T17:00:00",{"$f":"\"\"","v":""},{"$f":"\"\"","v":""},{"$f":"\"\"","v":""},{"$f":"\"\"","v":""},{"$f":"\"\"","v":""},{"$f":"\"\"","v":""},{"$f":"\"\"","v":""},20,20,20,20,20,20,20]
[947,null,null,null,null,null,null,null,null,null,null,35,null,null,null,null,null,null,null,null,null,null,null,null,null,null,null,null,null,null,null,null,null,null,null,null,null,null,null,null,null,null,null,null,null,null,null,null,null,null,null,null,null,null,null,null,null,null,null,null,null,null,null,null,null,null,null,null,null,null,null,null,null,"2014-02-09T10:00:00",{"$f":"\"\"","v":""},{"$f":"\"\"","v":""},{"$f":"\"\"","v":""},{"$f":"\"\"","v":""},{"$f":"\"\"","v":""},{"$f":"\"\"","v":""},{"$f":"\"\"","v":""},"","","","","","",{"$f":"\"\"","v":""}]
[985,null,null,null,null,null,null,null,null,null,null,35,null,null,null,null,null,null,null,null,null,null,null,null,null,null,null,null,null,null,null,null,null,null,null,null,null,null,null,null,null,null,null,null,null,null,null,null,null,null,null,null,null,null,null,null,null,null,null,null,null,null,null,null,null,null,null,null,null,null,null,null,null,"2014-02-11",{"$f":"\"\"","v":""},{"$f":"\"\"","v":""},{"$f":"\"\"","v":""},{"$f":"\"\"","v":""},{"$f":"\"\"","v":""},{"$f":"\"\"","v":""},{"$f":"\"\"","v":""},"","","","","","",{"$f":"\"\"","v":""}]
[1032,null,null,null,null,null,null,null,null,null,null,35,null,null,null,null,null,null,null,null,null,null,null,null,null,null,null,null,null,null,null,null,null,null,null,null,null,null,null,null,null,null,null,null,null,null,null,null,null,null,null,null,null,null,null,null,null,null,null,null,null,null,null,null,null,null,null,null,null,null,null,null,null,"2014-02-12T23:00:00",{"$f":"\"\"","v":""},{"$f":"\"\"","v":""},{"$f":"\"\"","v":""},{"$f":"\"\"","v":""},{"$f":"\"\"","v":""},{"$f":"\"\"","v":""},{"$f":"\"\"","v":""},20,20,20,20,20,20,20]
[1067,null,null,null,null,null,null,null,null,null,null,35,null,null,null,null,null,null,null,null,null,null,null,null,null,null,null,null,null,null,null,null,null,null,null,null,null,null,null,null,null,null,null,null,null,null,null,null,null,null,null,null,null,null,null,null,null,null,null,null,null,null,null,null,null,null,null,null,null,null,null,null,null,"2014-02-14T10:00:00",{"$f":"\"\"","v":""},{"$f":"\"\"","v":""},{"$f":"\"\"","v":""},{"$f":"\"\"","v":""},{"$f":"\"\"","v":""},{"$f":"\"\"","v":""},{"$f":"\"\"","v":""},"","","","","","",{"$f":"\"\"","v":""}]
[1084,null,null,null,null,null,null,null,null,null,null,35,null,null,null,null,null,null,null,null,null,null,null,null,null,null,null,null,null,null,null,null,null,null,null,null,null,null,null,null,null,null,null,null,null,null,null,null,null,null,null,null,null,null,null,null,null,null,null,null,null,null,null,null,null,null,null,null,null,null,null,null,null,"2014-02-15T03:00:00",{"$f":"\"\"","v":""},{"$f":"\"\"","v":""},{"$f":"\"\"","v":""},{"$f":"\"\"","v":""},{"$f":"\"\"","v":""},{"$f":"\"\"","v":""},{"$f":"\"\"","v":""},"","","","","","",{"$f":"\"\"","v":""}]
[1135,null,null,null,null,null,null,null,null,null,null,35,null,null,null,null,null,null,null,null,null,null,null,null,null,null,null,null,null,null,null,null,null,null,null,null,null,null,null,null,null,null,null,null,null,null,null,null,null,null,null,null,null,null,null,null,null,null,null,null,null,null,null,null,null,null,null,null,null,null,null,null,null,"2014-02-17T06:00:00",{"$f":"\"\"","v":""},{"$f":"\"\"","v":""},{"$f":"\"\"","v":""},{"$f":"\"\"","v":""},{"$f":"\"\"","v":""},{"$f":"\"\"","v":""},{"$f":"\"\"","v":""},20,20,20,20,20,20,20]
[1159,null,null,null,null,null,null,null,null,null,null,35,null,null,null,null,null,null,null,null,null,null,null,null,null,null,null,null,null,null,null,null,null,null,null,null,null,null,null,null,null,null,null,null,null,null,null,null,null,null,null,null,null,null,null,null,null,null,null,null,null,null,null,null,null,null,null,null,null,null,null,null,null,"2014-02-18T06:00:00",{"$f":"\"\"","v":""},{"$f":"\"\"","v":""},{"$f":"\"\"","v":""},{"$f":"\"\"","v":""},{"$f":"\"\"","v":""},{"$f":"\"\"","v":""},{"$f":"\"\"","v":""},20,20,20,20,20,20,20]
[null,null,null,null,null,null,null,null,null,null,null,null,null,null,null,null,null,null,null,null,null,null,null,null,null,null,null,null,null,null,null,null,null,null,null,null,null,null,null,null,null,null,null,null,null,null,null,null,null,null,null,null,null,null,null,null,null,null,null,null,null,null,null,null,null,null,null,null,null,null,null,null,null,"2014-02-19T09:00:00",{"$f":"\"\"","v":""},{"$f":"\"\"","v":""},{"$f":"\"\"","v":""},{"$f":"\"\"","v":""},{"$f":"\"\"","v":""},{"$f":"\"\"","v":""},{"$f":"\"\"","v":""},20,20,20,20,20,20,20]
[null,null,null,null,null,null,null,null,null,null,null,null,null,null,null,null,null,null,null,null,null,null,null,null,null,null,null,null,null,null,null,null,null,null,null,null,null,null,null,null,null,null,null,null,null,null,null,null,null,null,null,null,null,null,null,null,null,null,null,null,null,null,null,null,null,null,null,null,null,null,null,null,null,"2014-02-20T20:00:00",{"$f":"\"\"","v":""},{"$f":"\"\"","v":""},{"$f":"\"\"","v":""},{"$f":"\"\"","v":""},{"$f":"\"\"","v":""},{"$f":"\"\"","v":""},{"$f":"\"\"","v":""},20,20,20,20,20,20,20]
[null,null,null,null,null,null,null,null,null,null,null,null,null,null,null,null,null,null,null,null,null,null,null,null,null,null,null,null,null,null,null,null,null,null,null,null,null,null,null,null,null,null,null,null,null,null,null,null,null,null,null,null,null,null,null,null,null,null,null,null,null,null,null,null,null,null,null,null,null,null,null,null,null,"2014-02-22T23:00:00",{"$f":"\"\"","v":""},{"$f":"\"\"","v":""},{"$f":"\"\"","v":""},{"$f":"\"\"","v":""},{"$f":"\"\"","v":""},{"$f":"\"\"","v":""},{"$f":"\"\"","v":""},20,20,20,20,20,20,20]
[null,null,null,null,null,null,null,null,null,null,null,null,null,null,null,null,null,null,null,null,null,null,null,null,null,null,null,null,null,null,null,null,null,null,null,null,null,null,null,null,null,null,null,null,null,null,null,null,null,null,null,null,null,null,null,null,null,null,null,null,null,null,null,null,null,null,null,null,null,null,null,null,null,"2014-02-23T16:00:00",{"$f":"\"\"","v":""},{"$f":"\"\"","v":""},{"$f":"\"\"","v":""},{"$f":"\"\"","v":""},{"$f":"\"\"","v":""},{"$f":"\"\"","v":""},{"$f":"\"\"","v":""},20,20,20,20,20,20,20]
[null,null,null,null,null,null,null,null,null,null,null,null,null,null,null,null,null,null,null,null,null,null,null,null,null,null,null,null,null,null,null,null,null,null,null,null,null,null,null,null,null,null,null,null,null,null,null,null,null,null,null,null,null,null,null,null,null,null,null,null,null,null,null,null,null,null,null,null,null,null,null,null,null,"2014-02-25T12:00:00",{"$f":"\"\"","v":""},{"$f":"\"\"","v":""},{"$f":"\"\"","v":""},{"$f":"\"\"","v":""},{"$f":"\"\"","v":""},{"$f":"\"\"","v":""},{"$f":"\"\"","v":""},20,20,20,20,20,20,20]
[null,null,null,null,null,null,null,null,null,null,null,null,null,null,null,null,null,null,null,null,null,null,null,null,null,null,null,null,null,null,null,null,null,null,null,null,null,null,null,null,null,null,null,null,null,null,null,null,null,null,null,null,null,null,null,null,null,null,null,null,null,null,null,null,null,null,null,null,null,null,null,null,null,"2014-02-27T05:00:00",{"$f":"\"\"","v":""},{"$f":"\"\"","v":""},{"$f":"\"\"","v":""},{"$f":"\"\"","v":""},{"$f":"\"\"","v":""},{"$f":"\"\"","v":""},{"$f":"\"\"","v":""},"","","","","","",{"$f":"\"\"","v":""}]
[null,null,null,null,null,null,null,null,null,null,null,null,null,null,null,null,null,null,null,null,null,null,null,null,null,null,null,null,null,null,null,null,null,null,null,null,null,null,null,null,null,null,null,null,null,null,null,null,null,null,null,null,null,null,null,null,null,null,null,null,null,null,null,null,null,null,null,null,null,null,null,null,null,"2014-02-27T22:00:00",{"$f":"\"\"","v":""},{"$f":"\"\"","v":""},{"$f":"\"\"","v":""},{"$f":"\"\"","v":""},{"$f":"\"\"","v":""},{"$f":"\"\"","v":""},{"$f":"\"\"","v":""},20,20,20,20,20,20,20]
[null,null,null,null,null,null,null,null,null,null,null,null,null,null,null,null,null,null,null,null,null,null,null,null,null,null,null,null,null,null,null,null,null,null,null,null,null,null,null,null,null,null,null,null,null,null,null,null,null,null,null,null,null,null,null,null,null,null,null,null,null,null,null,null,null,null,null,null,null,null,null,null,null,"2014-03-01T09:00:00",{"$f":"\"\"","v":""},{"$f":"\"\"","v":""},{"$f":"\"\"","v":""},{"$f":"\"\"","v":""},{"$f":"\"\"","v":""},{"$f":"\"\"","v":""},{"$f":"\"\"","v":""},20,20,20,20,20,20,20]
[null,null,null,null,null,null,null,null,null,null,null,null,null,null,null,null,null,null,null,null,null,null,null,null,null,null,null,null,null,null,null,null,null,null,null,null,null,null,null,null,null,null,null,null,null,null,null,null,null,null,null,null,null,null,null,null,null,null,null,null,null,null,null,null,null,null,null,null,null,null,null,null,null,"2014-03-03T12:00:00",{"$f":"\"\"","v":""},{"$f":"\"\"","v":""},{"$f":"\"\"","v":""},{"$f":"\"\"","v":""},{"$f":"\"\"","v":""},{"$f":"\"\"","v":""},{"$f":"\"\"","v":""},20,20,20,20,20,20,20]
[null,null,null,null,null,null,null,null,null,null,null,null,null,null,null,null,null,null,null,null,null,null,null,null,null,null,null,null,null,null,null,null,null,null,null,null,null,null,null,null,null,null,null,null,null,null,null,null,null,null,null,null,null,null,null,null,null,null,null,null,null,null,null,null,null,null,null,null,null,null,null,null,null,"2014-03-04T18:00:00",{"$f":"\"\"","v":""},{"$f":"\"\"","v":""},{"$f":"\"\"","v":""},{"$f":"\"\"","v":""},{"$f":"\"\"","v":""},{"$f":"\"\"","v":""},{"$f":"\"\"","v":""},20,20,20,20,20,20,20]
[null,null,null,null,null,null,null,null,null,null,null,null,null,null,null,null,null,null,null,null,null,null,null,null,null,null,null,null,null,null,null,null,null,null,null,null,null,null,null,null,null,null,null,null,null,null,null,null,null,null,null,null,null,null,null,null,null,null,null,null,null,null,null,null,null,null,null,null,null,null,null,null,null,"2014-03-05T15:00:00",{"$f":"\"\"","v":""},{"$f":"\"\"","v":""},{"$f":"\"\"","v":""},{"$f":"\"\"","v":""},{"$f":"\"\"","v":""},{"$f":"\"\"","v":""},{"$f":"\"\"","v":""},"","","","","","",{"$f":"\"\"","v":""}]
[null,null,null,null,null,null,null,null,null,null,null,null,null,null,null,null,null,null,null,null,null,null,null,null,null,null,null,null,null,null,null,null,null,null,null,null,null,null,null,null,null,null,null,null,null,null,null,null,null,null,null,null,null,null,null,null,null,null,null,null,null,null,null,null,null,null,null,null,null,null,null,null,null,"2014-03-07T18:00:00",{"$f":"\"\"","v":""},{"$f":"\"\"","v":""},{"$f":"\"\"","v":""},{"$f":"\"\"","v":""},{"$f":"\"\"","v":""},{"$f":"\"\"","v":""},26,20,20,20,20,20,20,{"$f":"\"\"","v":""}]
[null,null,null,null,null,null,null,null,null,null,null,null,null,null,null,null,null,null,null,null,null,null,null,null,null,null,null,null,null,null,null,null,null,null,null,null,null,null,null,null,null,null,null,null,null,null,null,null,null,null,null,null,null,null,null,null,null,null,null,null,null,null,null,null,null,null,null,null,null,null,null,null,null,"2014-03-09T05:00:00",{"$f":"\"\"","v":""},{"$f":"\"\"","v":""},{"$f":"\"\"","v":""},{"$f":"\"\"","v":""},{"$f":"\"\"","v":""},{"$f":"\"\"","v":""},"","","","","","","",{"$f":"\"\"","v":""}]
[null,null,null,null,null,null,null,null,null,null,null,null,null,null,null,null,null,null,null,null,null,null,null,null,null,null,null,null,null,null,null,null,null,null,null,null,null,null,null,null,null,null,null,null,null,null,null,null,null,null,null,null,null,null,null,null,null,null,null,null,null,null,null,null,null,null,null,null,null,null,null,null,null,"2014-03-10T04:00:00",{"$f":"\"\"","v":""},{"$f":"\"\"","v":""},{"$f":"\"\"","v":""},{"$f":"\"\"","v":""},{"$f":"\"\"","v":""},{"$f":"\"\"","v":""},"","","","","","","",{"$f":"\"\"","v":""}]
[null,null,null,null,null,null,null,null,null,null,null,null,null,null,null,null,null,null,null,null,null,null,null,null,null,null,null,null,null,null,null,null,null,null,null,null,null,null,null,null,null,null,null,null,null,null,null,null,null,null,null,null,null,null,null,null,null,null,null,null,null,null,null,null,null,null,null,null,null,null,null,null,null,"2014-03-12",{"$f":"\"\"","v":""},{"$f":"\"\"","v":""},{"$f":"\"\"","v":""},{"$f":"\"\"","v":""},{"$f":"\"\"","v":""},{"$f":"\"\"","v":""},"","","","","","","",{"$f":"\"\"","v":""}]
[null,null,null,null,null,null,null,null,null,null,null,null,null,null,null,null,null,null,null,null,null,null,null,null,null,null,null,null,null,null,null,null,null,null,null,null,null,null,null,null,null,null,null,null,null,null,null,null,null,null,null,null,null,null,null,null,null,null,null,null,null,null,null,null,null,null,null,null,null,null,null,null,null,"2014-03-12T01:00:00",{"$f":"\"\"","v":""},{"$f":"\"\"","v":""},{"$f":"\"\"","v":""},{"$f":"\"\"","v":""},{"$f":"\"\"","v":""},{"$f":"\"\"","v":""},"","","","","","","",{"$f":"\"\"","v":""}]
[null,null,null,null,null,null,null,null,null,null,null,null,null,null,null,null,null,null,null,null,null,null,null,null,null,null,null,null,null,null,null,null,null,null,null,null,null,null,null,null,null,null,null,null,null,null,null,null,null,null,null,null,null,null,null,null,null,null,null,null,null,null,null,null,null,null,null,null,null,null,null,null,null,"2014-03-14T04:00:00",{"$f":"\"\"","v":""},{"$f":"\"\"","v":""},{"$f":"\"\"","v":""},{"$f":"\"\"","v":""},{"$f":"\"\"","v":""},{"$f":"\"\"","v":""},"","","","","","","",{"$f":"\"\"","v":""}]
[null,null,null,null,null,null,null,null,null,null,null,null,null,null,null,null,null,null,null,null,null,null,null,null,null,null,null,null,null,null,null,null,null,null,null,null,null,null,null,null,null,null,null,null,null,null,null,null,null,null,null,null,null,null,null,null,null,null,null,null,null,null,null,null,null,null,null,null,null,null,null,null,null,"2014-03-15T15:00:00",{"$f":"\"\"","v":""},{"$f":"\"\"","v":""},{"$f":"\"\"","v":""},{"$f":"\"\"","v":""},{"$f":"\"\"","v":""},{"$f":"\"\"","v":""},"","","","","","",{"$f":"\"\"","v":""},{"$f":"\"\"","v":""}]
[null,null,null,null,null,null,null,null,null,null,null,null,null,null,null,null,null,null,null,null,null,null,null,null,null,null,null,null,null,null,null,null,null,null,null,null,null,null,null,null,null,null,null,null,null,null,null,null,null,null,null,null,null,null,null,null,null,null,null,null,null,null,null,null,null,null,null,null,null,null,null,null,null,"2014-03-17T10:00:00",{"$f":"\"\"","v":""},{"$f":"\"\"","v":""},{"$f":"\"\"","v":""},{"$f":"\"\"","v":""},{"$f":"\"\"","v":""},{"$f":"\"\"","v":""},"","","","","","",{"$f":"\"\"","v":""},{"$f":"\"\"","v":""}]
[null,null,null,null,null,null,null,null,null,null,null,null,null,null,null,null,null,null,null,null,null,null,null,null,null,null,null,null,null,null,null,null,null,null,null,null,null,null,null,null,null,null,null,null,null,null,null,null,null,null,null,null,null,null,null,null,null,null,null,null,null,null,null,null,null,null,null,null,null,null,null,null,null,"2014-03-18T10:00:00",{"$f":"\"\"","v":""},{"$f":"\"\"","v":""},{"$f":"\"\"","v":""},{"$f":"\"\"","v":""},{"$f":"\"\"","v":""},{"$f":"\"\"","v":""},"","","","","","",{"$f":"\"\"","v":""},{"$f":"\"\"","v":""}]
[null,null,null,null,null,null,null,null,null,null,null,null,null,null,null,null,null,null,null,null,null,null,null,null,null,null,null,null,null,null,null,null,null,null,null,null,null,null,null,null,null,null,null,null,null,null,null,null,null,null,null,null,null,null,null,null,null,null,null,null,null,null,null,null,null,null,null,null,null,null,null,null,null,"2014-03-19T21:00:00",{"$f":"\"\"","v":""},{"$f":"\"\"","v":""},{"$f":"\"\"","v":""},{"$f":"\"\"","v":""},{"$f":"\"\"","v":""},{"$f":"\"\"","v":""},26,20,20,20,20,20,{"$f":"\"\"","v":""},{"$f":"\"\"","v":""}]
[null,null,null,null,null,null,null,null,null,null,null,null,null,null,null,null,null,null,null,null,null,null,null,null,null,null,null,null,null,null,null,null,null,null,null,null,null,null,null,null,null,null,null,null,null,null,null,null,null,null,null,null,null,null,null,null,null,null,null,null,null,null,null,null,null,null,null,null,null,null,null,null,null,"2014-03-20T14:00:00",{"$f":"\"\"","v":""},{"$f":"\"\"","v":""},{"$f":"\"\"","v":""},{"$f":"\"\"","v":""},{"$f":"\"\"","v":""},{"$f":"\"\"","v":""},"","","","","","",{"$f":"\"\"","v":""},{"$f":"\"\"","v":""}]
[null,null,null,null,null,null,null,null,null,null,null,null,null,null,null,null,null,null,null,null,null,null,null,null,null,null,null,null,null,null,null,null,null,null,null,null,null,null,null,null,null,null,null,null,null,null,null,null,null,null,null,null,null,null,null,null,null,null,null,null,null,null,null,null,null,null,null,null,null,null,null,null,null,"2014-03-22T01:00:00",{"$f":"\"\"","v":""},{"$f":"\"\"","v":""},{"$f":"\"\"","v":""},{"$f":"\"\"","v":""},{"$f":"\"\"","v":""},{"$f":"\"\"","v":""},"","","","","","",{"$f":"\"\"","v":""},{"$f":"\"\"","v":""}]
[null,null,null,null,null,null,null,null,null,null,null,null,null,null,null,null,null,null,null,null,null,null,null,null,null,null,null,null,null,null,null,null,null,null,null,null,null,null,null,null,null,null,null,null,null,null,null,null,null,null,null,null,null,null,null,null,null,null,null,null,null,null,null,null,null,null,null,null,null,null,null,null,null,"2014-03-24T16:00:00",{"$f":"\"\"","v":""},{"$f":"\"\"","v":""},{"$f":"\"\"","v":""},{"$f":"\"\"","v":""},{"$f":"\"\"","v":""},{"$f":"\"\"","v":""},26,20,20,20,20,20,{"$f":"\"\"","v":""},{"$f":"\"\"","v":""}]
[null,null,null,null,null,null,null,null,null,null,null,null,null,null,null,null,null,null,null,null,null,null,null,null,null,null,null,null,null,null,null,null,null,null,null,null,null,null,null,null,null,null,null,null,null,null,null,null,null,null,null,null,null,null,null,null,null,null,null,null,null,null,null,null,null,null,null,null,null,null,null,null,null,"2014-03-24T20:00:00",{"$f":"\"\"","v":""},{"$f":"\"\"","v":""},{"$f":"\"\"","v":""},{"$f":"\"\"","v":""},{"$f":"\"\"","v":""},{"$f":"\"\"","v":""},26,20,20,20,20,20,{"$f":"\"\"","v":""},{"$f":"\"\"","v":""}]
[null,null,null,null,null,null,null,null,null,null,null,null,null,null,null,null,null,null,null,null,null,null,null,null,null,null,null,null,null,null,null,null,null,null,null,null,null,null,null,null,null,null,null,null,null,null,null,null,null,null,null,null,null,null,null,null,null,null,null,null,null,null,null,null,null,null,null,null,null,null,null,null,null,"2014-03-26T07:00:00",{"$f":"\"\"","v":""},{"$f":"\"\"","v":""},{"$f":"\"\"","v":""},{"$f":"\"\"","v":""},{"$f":"\"\"","v":""},{"$f":"\"\"","v":""},26,20,20,20,20,20,{"$f":"\"\"","v":""},{"$f":"\"\"","v":""}]
[null,null,null,null,null,null,null,null,null,null,null,null,null,null,null,null,null,null,null,null,null,null,null,null,null,null,null,null,null,null,null,null,null,null,null,null,null,null,null,null,null,null,null,null,null,null,null,null,null,null,null,null,null,null,null,null,null,null,null,null,null,null,null,null,null,null,null,null,null,null,null,null,null,"2014-03-28T10:00:00",{"$f":"\"\"","v":""},{"$f":"\"\"","v":""},{"$f":"\"\"","v":""},{"$f":"\"\"","v":""},{"$f":"\"\"","v":""},{"$f":"\"\"","v":""},"","","","","","",{"$f":"\"\"","v":""},{"$f":"\"\"","v":""}]
[null,null,null,null,null,null,null,null,null,null,null,null,null,null,null,null,null,null,null,null,null,null,null,null,null,null,null,null,null,null,null,null,null,null,null,null,null,null,null,null,null,null,null,null,null,null,null,null,null,null,null,null,null,null,null,null,null,null,null,null,null,null,null,null,null,null,null,null,null,null,null,null,null,"2014-03-29T03:00:00",{"$f":"\"\"","v":""},{"$f":"\"\"","v":""},{"$f":"\"\"","v":""},{"$f":"\"\"","v":""},{"$f":"\"\"","v":""},{"$f":"\"\"","v":""},"","","","","","",{"$f":"\"\"","v":""},{"$f":"\"\"","v":""}]
[null,null,null,null,null,null,null,null,null,null,null,null,null,null,null,null,null,null,null,null,null,null,null,null,null,null,null,null,null,null,null,null,null,null,null,null,null,null,null,null,null,null,null,null,null,null,null,null,null,null,null,null,null,null,null,null,null,null,null,null,null,null,null,null,null,null,null,null,null,null,null,null,null,"2014-03-30T13:00:00",{"$f":"\"\"","v":""},{"$f":"\"\"","v":""},{"$f":"\"\"","v":""},{"$f":"\"\"","v":""},{"$f":"\"\"","v":""},{"$f":"\"\"","v":""},26,20,20,20,20,20,{"$f":"\"\"","v":""},{"$f":"\"\"","v":""}]
[null,null,null,null,null,null,null,null,null,null,null,null,null,null,null,null,null,null,null,null,null,null,null,null,null,null,null,null,null,null,null,null,null,null,null,null,null,null,null,null,null,null,null,null,null,null,null,null,null,null,null,null,null,null,null,null,null,null,null,null,null,null,null,null,null,null,null,null,null,null,null,null,null,"2014-04-01T16:00:00",{"$f":"\"\"","v":""},{"$f":"\"\"","v":""},{"$f":"\"\"","v":""},{"$f":"\"\"","v":""},{"$f":"\"\"","v":""},{"$f":"\"\"","v":""},26,20,20,20,20,20,{"$f":"\"\"","v":""},{"$f":"\"\"","v":""}]
[null,null,null,null,null,null,null,null,null,null,null,null,null,null,null,null,null,null,null,null,null,null,null,null,null,null,null,null,null,null,null,null,null,null,null,null,null,null,null,null,null,null,null,null,null,null,null,null,null,null,null,null,null,null,null,null,null,null,null,null,null,null,null,null,null,null,null,null,null,null,null,null,null,"2014-04-03T03:00:00",{"$f":"\"\"","v":""},{"$f":"\"\"","v":""},{"$f":"\"\"","v":""},{"$f":"\"\"","v":""},{"$f":"\"\"","v":""},{"$f":"\"\"","v":""},"","","","","","",{"$f":"\"\"","v":""},{"$f":"\"\"","v":""}]
[null,null,null,null,null,null,null,null,null,null,null,null,null,null,null,null,null,null,null,null,null,null,null,null,null,null,null,null,null,null,null,null,null,null,null,null,null,null,null,null,null,null,null,null,null,null,null,null,null,null,null,null,null,null,null,null,null,null,null,null,null,null,null,null,null,null,null,null,null,null,null,null,null,"2014-04-03T20:00:00",{"$f":"\"\"","v":""},{"$f":"\"\"","v":""},{"$f":"\"\"","v":""},{"$f":"\"\"","v":""},{"$f":"\"\"","v":""},{"$f":"\"\"","v":""},26,20,20,20,20,20,{"$f":"\"\"","v":""},{"$f":"\"\"","v":""}]
[null,null,null,null,null,null,null,null,null,null,null,null,null,null,null,null,null,null,null,null,null,null,null,null,null,null,null,null,null,null,null,null,null,null,null,null,null,null,null,null,null,null,null,null,null,null,null,null,null,null,null,null,null,null,null,null,null,null,null,null,null,null,null,null,null,null,null,null,null,null,null,null,null,"2014-04-05T23:00:00",{"$f":"\"\"","v":""},{"$f":"\"\"","v":""},{"$f":"\"\"","v":""},{"$f":"\"\"","v":""},{"$f":"\"\"","v":""},{"$f":"\"\"","v":""},26,20,20,20,20,20,{"$f":"\"\"","v":""},{"$f":"\"\"","v":""}]
[null,null,null,null,null,null,null,null,null,null,null,null,null,null,null,null,null,null,null,null,null,null,null,null,null,null,null,null,null,null,null,null,null,null,null,null,null,null,null,null,null,null,null,null,null,null,null,null,null,null,null,null,null,null,null,null,null,null,null,null,null,null,null,null,null,null,null,null,null,null,null,null,null,"2014-04-06T19:00:00",{"$f":"\"\"","v":""},{"$f":"\"\"","v":""},{"$f":"\"\"","v":""},{"$f":"\"\"","v":""},{"$f":"\"\"","v":""},{"$f":"\"\"","v":""},26,20,20,20,20,20,{"$f":"\"\"","v":""},{"$f":"\"\"","v":""}]
[null,null,null,null,null,null,null,null,null,null,null,null,null,null,null,null,null,null,null,null,null,null,null,null,null,null,null,null,null,null,null,null,null,null,null,null,null,null,null,null,null,null,null,null,null,null,null,null,null,null,null,null,null,null,null,null,null,null,null,null,null,null,null,null,null,null,null,null,null,null,null,null,null,"2014-04-08T02:00:00",{"$f":"\"\"","v":""},{"$f":"\"\"","v":""},{"$f":"\"\"","v":""},{"$f":"\"\"","v":""},{"$f":"\"\"","v":""},{"$f":"\"\"","v":""},"","","","","","",{"$f":"\"\"","v":""},{"$f":"\"\"","v":""}]
[null,null,null,null,null,null,null,null,null,null,null,null,null,null,null,null,null,null,null,null,null,null,null,null,null,null,null,null,null,null,null,null,null,null,null,null,null,null,null,null,null,null,null,null,null,null,null,null,null,null,null,null,null,null,null,null,null,null,null,null,null,null,null,null,null,null,null,null,null,null,null,null,null,"2014-04-09T13:00:00",{"$f":"\"\"","v":""},{"$f":"\"\"","v":""},{"$f":"\"\"","v":""},{"$f":"\"\"","v":""},{"$f":"\"\"","v":""},{"$f":"\"\"","v":""},26,20,20,20,20,20,{"$f":"\"\"","v":""},{"$f":"\"\"","v":""}]
[null,null,null,null,null,null,null,null,null,null,null,null,null,null,null,null,null,null,null,null,null,null,null,null,null,null,null,null,null,null,null,null,null,null,null,null,null,null,null,null,null,null,null,null,null,null,null,null,null,null,null,null,null,null,null,null,null,null,null,null,null,null,null,null,null,null,null,null,null,null,null,null,null,"2014-04-11T15:59:59.999",{"$f":"\"\"","v":""},{"$f":"\"\"","v":""},{"$f":"\"\"","v":""},{"$f":"\"\"","v":""},{"$f":"\"\"","v":""},{"$f":"\"\"","v":""},26,20,20,20,20,20,{"$f":"\"\"","v":""},{"$f":"\"\"","v":""}]
[null,null,null,null,null,null,null,null,null,null,null,null,null,null,null,null,null,null,null,null,null,null,null,null,null,null,null,null,null,null,null,null,null,null,null,null,null,null,null,null,null,null,null,null,null,null,null,null,null,null,null,null,null,null,null,null,null,null,null,null,null,null,null,null,null,null,null,null,null,null,null,null,null,"2014-04-12T08:59:59.999",{"$f":"\"\"","v":""},{"$f":"\"\"","v":""},{"$f":"\"\"","v":""},{"$f":"\"\"","v":""},{"$f":"\"\"","v":""},{"$f":"\"\"","v":""},26,20,20,20,20,20,{"$f":"\"\"","v":""},{"$f":"\"\"","v":""}]
[null,null,null,null,null,null,null,null,null,null,null,null,null,null,null,null,null,null,null,null,null,null,null,null,null,null,null,null,null,null,null,null,null,null,null,null,null,null,null,null,null,null,null,null,null,null,null,null,null,null,null,null,null,null,null,null,null,null,null,null,null,null,null,null,null,null,null,null,null,null,null,null,null,"2014-04-14T00:59:59.999",{"$f":"\"\"","v":""},{"$f":"\"\"","v":""},{"$f":"\"\"","v":""},{"$f":"\"\"","v":""},{"$f":"\"\"","v":""},{"$f":"\"\"","v":""},{"$f":"CC2451","v":""},"","","","","",{"$f":"\"\"","v":""},{"$f":"\"\"","v":""}]
[null,null,null,null,null,null,null,null,null,null,null,null,null,null,null,null,null,null,null,null,null,null,null,null,null,null,null,null,null,null,null,null,null,null,null,null,null,null,null,null,null,null,null,null,null,null,null,null,null,null,null,null,null,null,null,null,null,null,null,null,null,null,null,null,null,null,null,null,null,null,null,null,null,"2014-04-15T21:59:59.999",{"$f":"\"\"","v":""},{"$f":"\"\"","v":""},{"$f":"\"\"","v":""},{"$f":"\"\"","v":""},{"$f":"\"\"","v":""},{"$f":"\"\"","v":""},26,20,20,{"$f":"\"\"","v":""},20,20,{"$f":"\"\"","v":""},{"$f":"\"\"","v":""}]
[null,null,null,null,null,null,null,null,null,null,null,null,null,null,null,null,null,null,null,null,null,null,null,null,null,null,null,null,null,null,null,null,null,null,null,null,null,null,null,null,null,null,null,null,null,null,null,null,null,null,null,null,null,null,null,null,null,null,null,null,null,null,null,null,null,null,null,null,null,null,null,null,null,"2014-04-16T14:59:59.999",{"$f":"\"\"","v":""},{"$f":"\"\"","v":""},{"$f":"\"\"","v":""},{"$f":"\"\"","v":""},{"$f":"\"\"","v":""},{"$f":"\"\"","v":""},"","","",{"$f":"\"\"","v":""},"","",{"$f":"\"\"","v":""},{"$f":"\"\"","v":""}]
[null,null,null,null,null,null,null,null,null,null,null,null,null,null,null,null,null,null,null,null,null,null,null,null,null,null,null,null,null,null,null,null,null,null,null,null,null,null,null,null,null,null,null,null,null,null,null,null,null,null,null,null,null,null,null,null,null,null,null,null,null,null,null,null,null,null,null,null,null,null,null,null,null,"2014-04-18T01:59:59.999",{"$f":"\"\"","v":""},{"$f":"\"\"","v":""},{"$f":"\"\"","v":""},{"$f":"\"\"","v":""},{"$f":"\"\"","v":""},{"$f":"\"\"","v":""},"","","",{"$f":"\"\"","v":""},{"$f":"\"\"","v":""},"",{"$f":"\"\"","v":""},{"$f":"\"\"","v":""}]
[null,null,null,null,null,null,null,null,null,null,null,null,null,null,null,null,null,null,null,null,null,null,null,null,null,null,null,null,null,null,null,null,null,null,null,null,null,null,null,null,null,null,null,null,null,null,null,null,null,null,null,null,null,null,null,null,null,null,null,null,null,null,null,null,null,null,null,null,null,null,null,null,null,"2014-04-20T04:59:59.999",{"$f":"\"\"","v":""},{"$f":"\"\"","v":""},{"$f":"\"\"","v":""},{"$f":"\"\"","v":""},{"$f":"\"\"","v":""},{"$f":"\"\"","v":""},"","","",{"$f":"\"\"","v":""},{"$f":"\"\"","v":""},"",{"$f":"\"\"","v":""},{"$f":"\"\"","v":""}]
[null,null,null,null,null,null,null,null,null,null,null,null,null,null,null,null,null,null,null,null,null,null,null,null,null,null,null,null,null,null,null,null,null,null,null,null,null,null,null,null,null,null,null,null,null,null,null,null,null,null,null,null,null,null,null,null,null,null,null,null,null,null,null,null,null,null,null,null,null,null,null,null,null,"2014-04-21T06:59:59.999",{"$f":"\"\"","v":""},{"$f":"\"\"","v":""},{"$f":"\"\"","v":""},{"$f":"\"\"","v":""},{"$f":"\"\"","v":""},{"$f":"\"\"","v":""},26,20,20,{"$f":"\"\"","v":""},{"$f":"\"\"","v":""},20,{"$f":"\"\"","v":""},{"$f":"\"\"","v":""}]
[null,null,null,null,null,null,null,null,null,null,null,null,null,null,null,null,null,null,null,null,null,null,null,null,null,null,null,null,null,null,null,null,null,null,null,null,null,null,null,null,null,null,null,null,null,null,null,null,null,null,null,null,null,null,null,null,null,null,null,null,null,null,null,null,null,null,null,null,null,null,null,null,null,"2014-04-22T07:59:59.999",{"$f":"\"\"","v":""},{"$f":"\"\"","v":""},{"$f":"\"\"","v":""},{"$f":"\"\"","v":""},{"$f":"\"\"","v":""},{"$f":"\"\"","v":""},26,20,20,{"$f":"\"\"","v":""},{"$f":"\"\"","v":""},20,{"$f":"\"\"","v":""},{"$f":"\"\"","v":""}]
[null,null,null,null,null,null,null,null,null,null,null,null,null,null,null,null,null,null,null,null,null,null,null,null,null,null,null,null,null,null,null,null,null,null,null,null,null,null,null,null,null,null,null,null,null,null,null,null,null,null,null,null,null,null,null,null,null,null,null,null,null,null,null,null,null,null,null,null,null,null,null,null,null,"2014-04-24T10:59:59.999",{"$f":"\"\"","v":""},{"$f":"\"\"","v":""},{"$f":"\"\"","v":""},{"$f":"\"\"","v":""},{"$f":"\"\"","v":""},{"$f":"\"\"","v":""},"","","",{"$f":"\"\"","v":""},{"$f":"\"\"","v":""},"",{"$f":"\"\"","v":""},{"$f":"\"\"","v":""}]
[null,null,null,null,null,null,null,null,null,null,null,null,null,null,null,null,null,null,null,null,null,null,null,null,null,null,null,null,null,null,null,null,null,null,null,null,null,null,null,null,null,null,null,null,null,null,null,null,null,null,null,null,null,null,null,null,null,null,null,null,null,null,null,null,null,null,null,null,null,null,null,null,null,"2014-04-25T21:59:59.999",{"$f":"\"\"","v":""},{"$f":"\"\"","v":""},{"$f":"\"\"","v":""},{"$f":"\"\"","v":""},{"$f":"\"\"","v":""},{"$f":"\"\"","v":""},26,20,20,{"$f":"\"\"","v":""},{"$f":"\"\"","v":""},20,{"$f":"\"\"","v":""},{"$f":"\"\"","v":""}]
[null,null,null,null,null,null,null,null,null,null,null,null,null,null,null,null,null,null,null,null,null,null,null,null,null,null,null,null,null,null,null,null,null,null,null,null,null,null,null,null,null,null,null,null,null,null,null,null,null,null,null,null,null,null,null,null,null,null,null,null,null,null,null,null,null,null,null,null,null,null,null,null,null,"2014-04-26T16:59:59.999",{"$f":"\"\"","v":""},{"$f":"\"\"","v":""},{"$f":"\"\"","v":""},{"$f":"\"\"","v":""},{"$f":"\"\"","v":""},{"$f":"\"\"","v":""},{"$f":"CC2755","v":26},20,20,{"$f":"\"\"","v":""},{"$f":"\"\"","v":""},20,{"$f":"\"\"","v":""},{"$f":"\"\"","v":""}]
[null,null,null,null,null,null,null,null,null,null,null,null,null,null,null,null,null,null,null,null,null,null,null,null,null,null,null,null,null,null,null,null,null,null,null,null,null,null,null,null,null,null,null,null,null,null,null,null,null,null,null,null,null,null,null,null,null,null,null,null,null,null,null,null,null,null,null,null,null,null,null,null,null,"2014-04-28T16:59:59.999",{"$f":"\"\"","v":""},{"$f":"\"\"","v":""},{"$f":"\"\"","v":""},{"$f":"\"\"","v":""},{"$f":"\"\"","v":""},{"$f":"\"\"","v":""},{"$f":"CC2803","v":26},20,20,{"$f":"\"\"","v":""},{"$f":"\"\"","v":""},20,{"$f":"\"\"","v":""},{"$f":"\"\"","v":""}]
[null,null,null,null,null,null,null,null,null,null,null,null,null,null,null,null,null,null,null,null,null,null,null,null,null,null,null,null,null,null,null,null,null,null,null,null,null,null,null,null,null,null,null,null,null,null,null,null,null,null,null,null,null,null,null,null,null,null,null,null,null,null,null,null,null,null,null,null,null,null,null,null,null,"2014-04-30T03:59:59.999",{"$f":"\"\"","v":""},{"$f":"\"\"","v":""},{"$f":"\"\"","v":""},{"$f":"\"\"","v":""},{"$f":"\"\"","v":""},{"$f":"\"\"","v":""},"","","",{"$f":"\"\"","v":""},{"$f":"\"\"","v":""},"",{"$f":"\"\"","v":""},{"$f":"\"\"","v":""}]
[null,null,null,null,null,null,null,null,null,null,null,null,null,null,null,null,null,null,null,null,null,null,null,null,null,null,null,null,null,null,null,null,null,null,null,null,null,null,null,null,null,null,null,null,null,null,null,null,null,null,null,null,null,null,null,null,null,null,null,null,null,null,null,null,null,null,null,null,null,null,null,null,null,"2014-04-30T20:59:59.999",{"$f":"\"\"","v":""},{"$f":"\"\"","v":""},{"$f":"\"\"","v":""},{"$f":"\"\"","v":""},{"$f":"\"\"","v":""},{"$f":"\"\"","v":""},26,20,20,{"$f":"\"\"","v":""},{"$f":"\"\"","v":""},20,{"$f":"\"\"","v":""},{"$f":"\"\"","v":""}]
[null,null,null,null,null,null,null,null,null,null,null,null,null,null,null,null,null,null,null,null,null,null,null,null,null,null,null,null,null,null,null,null,null,null,null,null,null,null,null,null,null,null,null,null,null,null,null,null,null,null,null,null,null,null,null,null,null,null,null,null,null,null,null,null,null,null,null,null,null,null,null,null,null,"2014-05-02T07:59:59.999",{"$f":"\"\"","v":""},{"$f":"\"\"","v":""},{"$f":"\"\"","v":""},{"$f":"\"\"","v":""},{"$f":"\"\"","v":""},{"$f":"\"\"","v":""},26,20,20,{"$f":"\"\"","v":""},{"$f":"\"\"","v":""},20,{"$f":"\"\"","v":""},{"$f":"\"\"","v":""}]
[null,null,null,null,null,null,null,null,null,null,null,null,null,null,null,null,null,null,null,null,null,null,null,null,null,null,null,null,null,null,null,null,null,null,null,null,null,null,null,null,null,null,null,null,null,null,null,null,null,null,null,null,null,null,null,null,null,null,null,null,null,null,null,null,null,null,null,null,null,null,null,null,null,"2014-05-03T22:59:59.999",{"$f":"\"\"","v":""},{"$f":"\"\"","v":""},{"$f":"\"\"","v":""},{"$f":"\"\"","v":""},{"$f":"\"\"","v":""},{"$f":"\"\"","v":""},26,20,20,{"$f":"\"\"","v":""},{"$f":"\"\"","v":""},20,{"$f":"\"\"","v":""},{"$f":"\"\"","v":""}]
[null,null,null,null,null,null,null,null,null,null,null,null,null,null,null,null,null,null,null,null,null,null,null,null,null,null,null,null,null,null,null,null,null,null,null,null,null,null,null,null,null,null,null,null,null,null,null,null,null,null,null,null,null,null,null,null,null,null,null,null,null,null,null,null,null,null,null,null,null,null,null,null,null,"2014-05-05T02:59:59.999",{"$f":"\"\"","v":""},{"$f":"\"\"","v":""},{"$f":"\"\"","v":""},{"$f":"\"\"","v":""},{"$f":"\"\"","v":""},{"$f":"\"\"","v":""},"","","",{"$f":"\"\"","v":""},{"$f":"\"\"","v":""},"",{"$f":"\"\"","v":""},{"$f":"\"\"","v":""}]
[null,null,null,null,null,null,null,null,null,null,null,null,null,null,null,null,null,null,null,null,null,null,null,null,null,null,null,null,null,null,null,null,null,null,null,null,null,null,null,null,null,null,null,null,null,null,null,null,null,null,null,null,null,null,null,null,null,null,null,null,null,null,null,null,null,null,null,null,null,null,null,null,null,"2014-05-06T13:59:59.999",{"$f":"\"\"","v":""},{"$f":"\"\"","v":""},{"$f":"\"\"","v":""},{"$f":"\"\"","v":""},{"$f":"\"\"","v":""},{"$f":"\"\"","v":""},"","","",{"$f":"\"\"","v":""},{"$f":"\"\"","v":""},"",{"$f":"\"\"","v":""},{"$f":"\"\"","v":""}]
[null,null,null,null,null,null,null,null,null,null,null,null,null,null,null,null,null,null,null,null,null,null,null,null,null,null,null,null,null,null,null,null,null,null,null,null,null,null,null,null,null,null,null,null,null,null,null,null,null,null,null,null,null,null,null,null,null,null,null,null,null,null,null,null,null,null,null,null,null,null,null,null,null,"2014-05-08T16:59:59.999",{"$f":"\"\"","v":""},{"$f":"\"\"","v":""},{"$f":"\"\"","v":""},{"$f":"\"\"","v":""},{"$f":"\"\"","v":""},26,26,{"$f":"CD3043","v":20},20,{"$f":"\"\"","v":""},{"$f":"\"\"","v":""},{"$f":"CH3043","v":20},{"$f":"\"\"","v":""},{"$f":"\"\"","v":""}]
[null,null,null,null,null,null,null,null,null,null,null,null,null,null,null,null,null,null,null,null,null,null,null,null,null,null,null,null,null,null,null,null,null,null,null,null,null,null,null,null,null,null,null,null,null,null,null,null,null,null,null,null,null,null,null,null,null,null,null,null,null,null,null,null,null,null,null,null,null,null,null,null,null,"2014-05-10T03:59:59.999",{"$f":"\"\"","v":""},{"$f":"\"\"","v":""},{"$f":"\"\"","v":""},{"$f":"\"\"","v":""},{"$f":"\"\"","v":""},"","","","",{"$f":"\"\"","v":""},{"$f":"\"\"","v":""},"",{"$f":"\"\"","v":""},{"$f":"\"\"","v":""}]
[null,null,null,null,null,null,null,null,null,null,null,null,null,null,null,null,null,null,null,null,null,null,null,null,null,null,null,null,null,null,null,null,null,null,null,null,null,null,null,null,null,null,null,null,null,null,null,null,null,null,null,null,null,null,null,null,null,null,null,null,null,null,null,null,null,null,null,null,null,null,null,null,null,"2014-05-11T04:59:59.999",{"$f":"\"\"","v":""},{"$f":"\"\"","v":""},{"$f":"\"\"","v":""},{"$f":"\"\"","v":""},{"$f":"\"\"","v":""},"","","","",{"$f":"\"\"","v":""},{"$f":"\"\"","v":""},"",{"$f":"\"\"","v":""},{"$f":"\"\"","v":""}]
[null,null,null,null,null,null,null,null,null,null,null,null,null,null,null,null,null,null,null,null,null,null,null,null,null,null,null,null,null,null,null,null,null,null,null,null,null,null,null,null,null,null,null,null,null,null,null,null,null,null,null,null,null,null,null,null,null,null,null,null,null,null,null,null,null,null,null,null,null,null,null,null,null,"2014-05-12T22:59:59.999",{"$f":"\"\"","v":""},{"$f":"\"\"","v":""},{"$f":"\"\"","v":""},{"$f":"\"\"","v":""},{"$f":"\"\"","v":""},26,26,20,20,{"$f":"\"\"","v":""},{"$f":"\"\"","v":""},20,{"$f":"\"\"","v":""},{"$f":"\"\"","v":""}]
[null,null,null,null,null,null,null,null,null,null,null,null,null,null,null,null,null,null,null,null,null,null,null,null,null,null,null,null,null,null,null,null,null,null,null,null,null,null,null,null,null,null,null,null,null,null,null,null,null,null,null,null,null,null,null,null,null,null,null,null,null,null,null,null,null,null,null,null,null,null,null,null,null,"2014-05-12T23:59:59.999",{"$f":"\"\"","v":""},{"$f":"\"\"","v":""},{"$f":"\"\"","v":""},{"$f":"\"\"","v":""},{"$f":"\"\"","v":""},"","","","",{"$f":"\"\"","v":""},{"$f":"\"\"","v":""},"",{"$f":"\"\"","v":""},{"$f":"\"\"","v":""}]
[null,null,null,null,null,null,null,null,null,null,null,null,null,null,null,null,null,null,null,null,null,null,null,null,null,null,null,null,null,null,null,null,null,null,null,null,null,null,null,null,null,null,null,null,null,null,null,null,null,null,null,null,null,null,null,null,null,null,null,null,null,null,null,null,null,null,null,null,null,null,null,null,null,"2014-05-15T02:59:59.999",{"$f":"\"\"","v":""},{"$f":"\"\"","v":""},{"$f":"\"\"","v":""},{"$f":"\"\"","v":""},{"$f":"\"\"","v":""},"","","","",{"$f":"\"\"","v":""},{"$f":"\"\"","v":""},"",{"$f":"\"\"","v":""},{"$f":"\"\"","v":""}]
[null,null,null,null,null,null,null,null,null,null,null,null,null,null,null,null,null,null,null,null,null,null,null,null,null,null,null,null,null,null,null,null,null,null,null,null,null,null,null,null,null,null,null,null,null,null,null,null,null,null,null,null,null,null,null,null,null,null,null,null,null,null,null,null,null,null,null,null,null,null,null,null,null,"2014-05-15T19:59:59.999",{"$f":"\"\"","v":""},{"$f":"\"\"","v":""},{"$f":"\"\"","v":""},{"$f":"\"\"","v":""},{"$f":"\"\"","v":""},26,26,20,20,{"$f":"\"\"","v":""},{"$f":"\"\"","v":""},20,{"$f":"\"\"","v":""},{"$f":"\"\"","v":""}]
[null,null,null,null,null,null,null,null,null,null,null,null,null,null,null,null,null,null,null,null,null,null,null,null,null,null,null,null,null,null,null,null,null,null,null,null,null,null,null,null,null,null,null,null,null,null,null,null,null,null,null,null,null,null,null,null,null,null,null,null,null,null,null,null,null,null,null,null,null,null,null,null,null,"2014-05-18T10:59:59.999",{"$f":"\"\"","v":""},{"$f":"\"\"","v":""},{"$f":"\"\"","v":""},{"$f":"\"\"","v":""},{"$f":"\"\"","v":""},"","","","",{"$f":"\"\"","v":""},{"$f":"\"\"","v":""},{"$f":"\"\"","v":""},{"$f":"\"\"","v":""},{"$f":"\"\"","v":""}]
[null,null,null,null,null,null,null,null,null,null,null,null,null,null,null,null,null,null,null,null,null,null,null,null,null,null,null,null,null,null,null,null,null,null,null,null,null,null,null,null,null,null,null,null,null,null,null,null,null,null,null,null,null,null,null,null,null,null,null,null,null,null,null,null,null,null,null,null,null,null,null,null,null,"2014-05-19T08:59:59.999",{"$f":"\"\"","v":""},{"$f":"\"\"","v":""},{"$f":"\"\"","v":""},{"$f":"\"\"","v":""},{"$f":"\"\"","v":""},26,26,20,20,{"$f":"\"\"","v":""},{"$f":"\"\"","v":""},{"$f":"\"\"","v":""},{"$f":"\"\"","v":""},{"$f":"\"\"","v":""}]
[null,null,null,null,null,null,null,null,null,null,null,null,null,null,null,null,null,null,null,null,null,null,null,null,null,null,null,null,null,null,null,null,null,null,null,null,null,null,null,null,null,null,null,null,null,null,null,null,null,null,null,null,null,null,null,null,null,null,null,null,null,null,null,null,null,null,null,null,null,null,null,null,null,"2014-05-20T19:59:59.999",{"$f":"\"\"","v":""},{"$f":"\"\"","v":""},{"$f":"\"\"","v":""},{"$f":"\"\"","v":""},{"$f":"\"\"","v":""},26,26,20,20,{"$f":"\"\"","v":""},{"$f":"\"\"","v":""},{"$f":"\"\"","v":""},{"$f":"\"\"","v":""},{"$f":"\"\"","v":""}]
[null,null,null,null,null,null,null,null,null,null,null,null,null,null,null,null,null,null,null,null,null,null,null,null,null,null,null,null,null,null,null,null,null,null,null,null,null,null,null,null,null,null,null,null,null,null,null,null,null,null,null,null,null,null,null,null,null,null,null,null,null,null,null,null,null,null,null,null,null,null,null,null,null,"2014-05-21T12:59:59.999",{"$f":"\"\"","v":""},{"$f":"\"\"","v":""},{"$f":"\"\"","v":""},{"$f":"\"\"","v":""},{"$f":"\"\"","v":""},26,26,20,20,{"$f":"\"\"","v":""},{"$f":"\"\"","v":""},{"$f":"\"\"","v":""},{"$f":"\"\"","v":""},{"$f":"\"\"","v":""}]
[null,null,null,null,null,null,null,null,null,null,null,null,null,null,null,null,null,null,null,null,null,null,null,null,null,null,null,null,null,null,null,null,null,null,null,null,null,null,null,null,null,null,null,null,null,null,null,null,null,null,null,null,null,null,null,null,null,null,null,null,null,null,null,null,null,null,null,null,null,null,null,null,null,"2014-05-23T15:59:59.999",{"$f":"\"\"","v":""},{"$f":"\"\"","v":""},{"$f":"\"\"","v":""},{"$f":"\"\"","v":""},{"$f":"\"\"","v":""},26,26,20,20,{"$f":"\"\"","v":""},{"$f":"\"\"","v":""},{"$f":"\"\"","v":""},{"$f":"\"\"","v":""},{"$f":"\"\"","v":""}]
[null,null,null,null,null,null,null,null,null,null,null,null,null,null,null,null,null,null,null,null,null,null,null,null,null,null,null,null,null,null,null,null,null,null,null,null,null,null,null,null,null,null,null,null,null,null,null,null,null,null,null,null,null,null,null,null,null,null,null,null,null,null,null,null,null,null,null,null,null,null,null,null,null,"2014-05-24T07:59:59.999",{"$f":"\"\"","v":""},{"$f":"\"\"","v":""},{"$f":"\"\"","v":""},{"$f":"\"\"","v":""},{"$f":"\"\"","v":""},26,26,20,20,{"$f":"\"\"","v":""},{"$f":"\"\"","v":""},{"$f":"\"\"","v":""},{"$f":"\"\"","v":""},{"$f":"\"\"","v":""}]
[null,null,null,null,null,null,null,null,null,null,null,null,null,null,null,null,null,null,null,null,null,null,null,null,null,null,null,null,null,null,null,null,null,null,null,null,null,null,null,null,null,null,null,null,null,null,null,null,null,null,null,null,null,null,null,null,null,null,null,null,null,null,null,null,null,null,null,null,null,null,null,null,null,"2014-05-25T18:59:59.999",{"$f":"\"\"","v":""},{"$f":"\"\"","v":""},{"$f":"\"\"","v":""},{"$f":"\"\"","v":""},{"$f":"\"\"","v":""},26,26,20,20,{"$f":"\"\"","v":""},{"$f":"\"\"","v":""},{"$f":"\"\"","v":""},{"$f":"\"\"","v":""},{"$f":"\"\"","v":""}]
[null,null,null,null,null,null,null,null,null,null,null,null,null,null,null,null,null,null,null,null,null,null,null,null,null,null,null,null,null,null,null,null,null,null,null,null,null,null,null,null,null,null,null,null,null,null,null,null,null,null,null,null,null,null,null,null,null,null,null,null,null,null,null,null,null,null,null,null,null,null,null,null,null,"2014-05-27T21:59:59.999",{"$f":"\"\"","v":""},{"$f":"\"\"","v":""},{"$f":"\"\"","v":""},{"$f":"\"\"","v":""},{"$f":"\"\"","v":""},26,26,20,{"$f":"\"\"","v":""},{"$f":"\"\"","v":""},{"$f":"\"\"","v":""},{"$f":"\"\"","v":""},{"$f":"\"\"","v":""},{"$f":"\"\"","v":""}]
[null,null,null,null,null,null,null,null,null,null,null,null,null,null,null,null,null,null,null,null,null,null,null,null,null,null,null,null,null,null,null,null,null,null,null,null,null,null,null,null,null,null,null,null,null,null,null,null,null,null,null,null,null,null,null,null,null,null,null,null,null,null,null,null,null,null,null,null,null,null,null,null,null,"2014-05-29T08:59:59.999",{"$f":"\"\"","v":""},{"$f":"\"\"","v":""},{"$f":"\"\"","v":""},{"$f":"\"\"","v":""},{"$f":"\"\"","v":""},26,26,20,{"$f":"\"\"","v":""},{"$f":"\"\"","v":""},{"$f":"\"\"","v":""},{"$f":"\"\"","v":""},{"$f":"\"\"","v":""},{"$f":"\"\"","v":""}]
[null,null,null,null,null,null,null,null,null,null,null,null,null,null,null,null,null,null,null,null,null,null,null,null,null,null,null,null,null,null,null,null,null,null,null,null,null,null,null,null,null,null,null,null,null,null,null,null,null,null,null,null,null,null,null,null,null,null,null,null,null,null,null,null,null,null,null,null,null,null,null,null,null,"2014-05-30T01:59:59.999",{"$f":"\"\"","v":""},{"$f":"\"\"","v":""},{"$f":"\"\"","v":""},{"$f":"\"\"","v":""},{"$f":"\"\"","v":""},"","","",{"$f":"\"\"","v":""},{"$f":"\"\"","v":""},{"$f":"\"\"","v":""},{"$f":"\"\"","v":""},{"$f":"\"\"","v":""},{"$f":"\"\"","v":""}]
[null,null,null,null,null,null,null,null,null,null,null,null,null,null,null,null,null,null,null,null,null,null,null,null,null,null,null,null,null,null,null,null,null,null,null,null,null,null,null,null,null,null,null,null,null,null,null,null,null,null,null,null,null,null,null,null,null,null,null,null,null,null,null,null,null,null,null,null,null,null,null,null,null,"2014-05-31T13:59:59.999",{"$f":"\"\"","v":""},{"$f":"\"\"","v":""},{"$f":"\"\"","v":""},{"$f":"\"\"","v":""},{"$f":"\"\"","v":""},"","","",{"$f":"\"\"","v":""},{"$f":"\"\"","v":""},{"$f":"\"\"","v":""},{"$f":"\"\"","v":""},{"$f":"\"\"","v":""},{"$f":"\"\"","v":""}]
[null,null,null,null,null,null,null,null,null,null,null,null,null,null,null,null,null,null,null,null,null,null,null,null,null,null,null,null,null,null,null,null,null,null,null,null,null,null,null,null,null,null,null,null,null,null,null,null,null,null,null,null,null,null,null,null,null,null,null,null,null,null,null,null,null,null,null,null,null,null,null,null,null,"2014-06-02T14:59:59.999",{"$f":"\"\"","v":""},{"$f":"\"\"","v":""},{"$f":"\"\"","v":""},{"$f":"\"\"","v":""},{"$f":"\"\"","v":""},"","","",{"$f":"\"\"","v":""},{"$f":"\"\"","v":""},{"$f":"\"\"","v":""},{"$f":"\"\"","v":""},{"$f":"\"\"","v":""},{"$f":"\"\"","v":""}]
[null,null,null,null,null,null,null,null,null,null,null,null,null,null,null,null,null,null,null,null,null,null,null,null,null,null,null,null,null,null,null,null,null,null,null,null,null,null,null,null,null,null,null,null,null,null,null,null,null,null,null,null,null,null,null,null,null,null,null,null,null,null,null,null,null,null,null,null,null,null,null,null,null,"2014-06-03T07:59:59.999",{"$f":"\"\"","v":""},{"$f":"\"\"","v":""},{"$f":"\"\"","v":""},{"$f":"\"\"","v":""},{"$f":"\"\"","v":""},26,26,20,{"$f":"\"\"","v":""},{"$f":"\"\"","v":""},{"$f":"\"\"","v":""},{"$f":"\"\"","v":""},{"$f":"\"\"","v":""},{"$f":"\"\"","v":""}]
[null,null,null,null,null,null,null,null,null,null,null,null,null,null,null,null,null,null,null,null,null,null,null,null,null,null,null,null,null,null,null,null,null,null,null,null,null,null,null,null,null,null,null,null,null,null,null,null,null,null,null,null,null,null,null,null,null,null,null,null,null,null,null,null,null,null,null,null,null,null,null,null,null,{"$f":"BV3716+1/24","v":"2014-06-04T18:59:59.999"},{"$f":"\"\"","v":""},{"$f":"\"\"","v":""},{"$f":"\"\"","v":""},{"$f":"\"\"","v":""},{"$f":"\"\"","v":""},26,26,20,{"$f":"\"\"","v":""},{"$f":"\"\"","v":""},{"$f":"\"\"","v":""},{"$f":"\"\"","v":""},{"$f":"\"\"","v":""},{"$f":"\"\"","v":""}]
[null,null,null,null,null,null,null,null,null,null,null,null,null,null,null,null,null,null,null,null,null,null,null,null,null,null,null,null,null,null,null,null,null,null,null,null,null,null,null,null,null,null,null,null,null,null,null,null,null,null,null,null,null,null,null,null,null,null,null,null,null,null,null,null,null,null,null,null,null,null,null,null,null,"2014-06-06T21:59:59.999",{"$f":"\"\"","v":""},{"$f":"\"\"","v":""},{"$f":"\"\"","v":""},{"$f":"\"\"","v":""},{"$f":"\"\"","v":""},26,26,20,{"$f":"\"\"","v":""},{"$f":"\"\"","v":""},{"$f":"\"\"","v":""},{"$f":"\"\"","v":""},{"$f":"\"\"","v":""},{"$f":"\"\"","v":""}]
[null,null,null,null,null,null,null,null,null,null,null,null,null,null,null,null,null,null,null,null,null,null,null,null,null,null,null,null,null,null,null,null,null,null,null,null,null,null,null,null,null,null,null,null,null,null,null,null,null,null,null,null,null,null,null,null,null,null,null,null,null,null,null,null,null,null,null,null,null,null,null,null,null,"2014-06-07T19:59:59.999",{"$f":"\"\"","v":""},{"$f":"\"\"","v":""},{"$f":"\"\"","v":""},{"$f":"\"\"","v":""},{"$f":"\"\"","v":""},26,26,20,{"$f":"\"\"","v":""},{"$f":"\"\"","v":""},{"$f":"\"\"","v":""},{"$f":"\"\"","v":""},{"$f":"\"\"","v":""},{"$f":"\"\"","v":""}]
[null,null,null,null,null,null,null,null,null,null,null,null,null,null,null,null,null,null,null,null,null,null,null,null,null,null,null,null,null,null,null,null,null,null,null,null,null,null,null,null,null,null,null,null,null,null,null,null,null,null,null,null,null,null,null,null,null,null,null,null,null,null,null,null,null,null,null,null,null,null,null,null,null,"2014-06-09T00:59:59.999",{"$f":"\"\"","v":""},{"$f":"\"\"","v":""},{"$f":"\"\"","v":""},{"$f":"\"\"","v":""},{"$f":"\"\"","v":""},{"$f":"\"\"","v":""},{"$f":"\"\"","v":""},"",{"$f":"\"\"","v":""},{"$f":"\"\"","v":""},{"$f":"\"\"","v":""},{"$f":"\"\"","v":""},{"$f":"\"\"","v":""},{"$f":"\"\"","v":""}]
[null,null,null,null,null,null,null,null,null,null,null,null,null,null,null,null,null,null,null,null,null,null,null,null,null,null,null,null,null,null,null,null,null,null,null,null,null,null,null,null,null,null,null,null,null,null,null,null,null,null,null,null,null,null,null,null,null,null,null,null,null,null,null,null,null,null,null,null,null,null,null,null,null,"2014-06-11T03:59:59.999",{"$f":"\"\"","v":""},{"$f":"\"\"","v":""},"","","","","","",{"$f":"\"\"","v":""},{"$f":"\"\"","v":""},{"$f":"\"\"","v":""},{"$f":"\"\"","v":""},{"$f":"\"\"","v":""},{"$f":"\"\"","v":""}]
[null,null,null,null,null,null,null,null,null,null,null,null,null,null,null,null,null,null,null,null,null,null,null,null,null,null,null,null,null,null,null,null,null,null,null,null,null,null,null,null,null,null,null,null,null,null,null,null,null,null,null,null,null,null,null,null,null,null,null,null,null,null,null,null,null,null,null,null,null,null,null,null,null,"2014-06-12T14:59:59.999",{"$f":"\"\"","v":""},{"$f":"\"\"","v":""},"","","","","","",{"$f":"\"\"","v":""},{"$f":"\"\"","v":""},{"$f":"\"\"","v":""},{"$f":"\"\"","v":""},{"$f":"\"\"","v":""},{"$f":"\"\"","v":""}]
[null,null,null,null,null,null,null,null,null,null,null,null,null,null,null,null,null,null,null,null,null,null,null,null,null,null,null,null,null,null,null,null,null,null,null,null,null,null,null,null,null,null,null,null,null,null,null,null,null,null,null,null,null,null,null,null,null,null,null,null,null,null,null,null,null,null,null,null,null,null,null,null,null,"2014-06-13T05:59:59.999",{"$f":"\"\"","v":""},{"$f":"\"\"","v":""},{"$f":"BY3896","v":26},26,26,26,26,20,{"$f":"\"\"","v":""},{"$f":"\"\"","v":""},{"$f":"\"\"","v":""},{"$f":"\"\"","v":""},{"$f":"\"\"","v":""},{"$f":"\"\"","v":""}]
[null,null,null,null,null,null,null,null,null,null,null,null,null,null,null,null,null,null,null,null,null,null,null,null,null,null,null,null,null,null,null,null,null,null,null,null,null,null,null,null,null,null,null,null,null,null,null,null,null,null,null,null,null,null,null,null,null,null,null,null,null,null,null,null,null,null,null,null,null,null,null,null,null,"2014-06-15T09:59:59.999",{"$f":"\"\"","v":""},{"$f":"\"\"","v":""},"","","","","","",{"$f":"\"\"","v":""},{"$f":"\"\"","v":""},{"$f":"\"\"","v":""},{"$f":"\"\"","v":""},{"$f":"\"\"","v":""},{"$f":"\"\"","v":""}]
[null,null,null,null,null,null,null,null,null,null,null,null,null,null,null,null,null,null,null,null,null,null,null,null,null,null,null,null,null,null,null,null,null,null,null,null,null,null,null,null,null,null,null,null,null,null,null,null,null,null,null,null,null,null,null,null,null,null,null,null,null,null,null,null,null,null,null,null,null,null,null,null,null,"2014-06-16T20:59:59.999",{"$f":"\"\"","v":""},{"$f":"\"\"","v":""},26,26,26,26,26,20,{"$f":"\"\"","v":""},{"$f":"\"\"","v":""},{"$f":"\"\"","v":""},{"$f":"\"\"","v":""},{"$f":"\"\"","v":""},{"$f":"\"\"","v":""}]
[null,null,null,null,null,null,null,null,null,null,null,null,null,null,null,null,null,null,null,null,null,null,null,null,null,null,null,null,null,null,null,null,null,null,null,null,null,null,null,null,null,null,null,null,null,null,null,null,null,null,null,null,null,null,null,null,null,null,null,null,null,null,null,null,null,null,null,null,null,null,null,null,null,"2014-06-17T13:59:59.999",{"$f":"\"\"","v":""},{"$f":"\"\"","v":""},"","","","","","",{"$f":"\"\"","v":""},{"$f":"\"\"","v":""},{"$f":"\"\"","v":""},{"$f":"\"\"","v":""},{"$f":"\"\"","v":""},{"$f":"\"\"","v":""}]
[null,null,null,null,null,null,null,null,null,null,null,null,null,null,null,null,null,null,null,null,null,null,null,null,null,null,null,null,null,null,null,null,null,null,null,null,null,null,null,null,null,null,null,null,null,null,null,null,null,null,null,null,null,null,null,null,null,null,null,null,null,null,null,null,null,null,null,null,null,null,null,null,null,"2014-06-19T00:59:59.999",{"$f":"\"\"","v":""},{"$f":"\"\"","v":""},"","","","","",{"$f":"\"\"","v":""},{"$f":"\"\"","v":""},{"$f":"\"\"","v":""},{"$f":"\"\"","v":""},{"$f":"\"\"","v":""},{"$f":"\"\"","v":""},{"$f":"\"\"","v":""}]
[null,null,null,null,null,null,null,null,null,null,null,null,null,null,null,null,null,null,null,null,null,null,null,null,null,null,null,null,null,null,null,null,null,null,null,null,null,null,null,null,null,null,null,null,null,null,null,null,null,null,null,null,null,null,null,null,null,null,null,null,null,null,null,null,null,null,null,null,null,null,null,null,null,"2014-06-20T11:59:59.999",{"$f":"\"\"","v":""},{"$f":"\"\"","v":""},26,26,26,26,26,{"$f":"\"\"","v":""},{"$f":"\"\"","v":""},{"$f":"\"\"","v":""},{"$f":"\"\"","v":""},{"$f":"\"\"","v":""},{"$f":"\"\"","v":""},{"$f":"\"\"","v":""}]
[null,null,null,null,null,null,null,null,null,null,null,null,null,null,null,null,null,null,null,null,null,null,null,null,null,null,null,null,null,null,null,null,null,null,null,null,null,null,null,null,null,null,null,null,null,null,null,null,null,null,null,null,null,null,null,null,null,null,null,null,null,null,null,null,null,null,null,null,null,null,null,null,null,"2014-06-21T19:59:59.999",{"$f":"\"\"","v":""},{"$f":"\"\"","v":""},26,26,26,26,26,{"$f":"\"\"","v":""},{"$f":"\"\"","v":""},{"$f":"\"\"","v":""},{"$f":"\"\"","v":""},{"$f":"\"\"","v":""},{"$f":"\"\"","v":""},{"$f":"\"\"","v":""}]
[null,null,null,null,null,null,null,null,null,null,null,null,null,null,null,null,null,null,null,null,null,null,null,null,null,null,null,null,null,null,null,null,null,null,null,null,null,null,null,null,null,null,null,null,null,null,null,null,null,null,null,null,null,null,null,null,null,null,null,null,null,null,null,null,null,null,null,null,null,null,null,null,null,"2014-06-23T06:59:59.999",{"$f":"\"\"","v":""},{"$f":"\"\"","v":""},26,26,26,26,26,{"$f":"\"\"","v":""},{"$f":"\"\"","v":""},{"$f":"\"\"","v":""},{"$f":"\"\"","v":""},{"$f":"\"\"","v":""},{"$f":"\"\"","v":""},{"$f":"\"\"","v":""}]
[null,null,null,null,null,null,null,null,null,null,null,null,null,null,null,null,null,null,null,null,null,null,null,null,null,null,null,null,null,null,null,null,null,null,null,null,null,null,null,null,null,null,null,null,null,null,null,null,null,null,null,null,null,null,null,null,null,null,null,null,null,null,null,null,null,null,null,null,null,null,null,null,null,"2014-06-25T09:59:59.999",{"$f":"\"\"","v":""},{"$f":"\"\"","v":""},"","","","","",{"$f":"\"\"","v":""},{"$f":"\"\"","v":""},{"$f":"\"\"","v":""},{"$f":"\"\"","v":""},{"$f":"\"\"","v":""},{"$f":"\"\"","v":""},{"$f":"\"\"","v":""}]
[null,null,null,null,null,null,null,null,null,null,null,null,null,null,null,null,null,null,null,null,null,null,null,null,null,null,null,null,null,null,null,null,null,null,null,null,null,null,null,null,null,null,null,null,null,null,null,null,null,null,null,null,null,null,null,null,null,null,null,null,null,null,null,null,null,null,null,null,null,null,null,null,null,"2014-06-26T20:59:59.999",{"$f":"\"\"","v":""},{"$f":"\"\"","v":""},26,26,26,26,26,{"$f":"\"\"","v":""},{"$f":"\"\"","v":""},{"$f":"\"\"","v":""},{"$f":"\"\"","v":""},{"$f":"\"\"","v":""},{"$f":"\"\"","v":""},{"$f":"\"\"","v":""}]
[null,null,null,null,null,null,null,null,null,null,null,null,null,null,null,null,null,null,null,null,null,null,null,null,null,null,null,null,null,null,null,null,null,null,null,null,null,null,null,null,null,null,null,null,null,null,null,null,null,null,null,null,null,null,null,null,null,null,null,null,null,null,null,null,null,null,null,null,null,null,null,null,null,"2014-06-27T17:59:59.999",{"$f":"\"\"","v":""},{"$f":"\"\"","v":""},26,26,26,26,26,{"$f":"\"\"","v":""},{"$f":"\"\"","v":""},{"$f":"\"\"","v":""},{"$f":"\"\"","v":""},{"$f":"\"\"","v":""},{"$f":"\"\"","v":""},{"$f":"\"\"","v":""}]
[null,null,null,null,null,null,null,null,null,null,null,null,null,null,null,null,null,null,null,null,null,null,null,null,null,null,null,null,null,null,null,null,null,null,null,null,null,null,null,null,null,null,null,null,null,null,null,null,null,null,null,null,null,null,null,null,null,null,null,null,null,null,null,null,null,null,null,null,null,null,null,null,null,"2014-06-29T15:59:59.999",{"$f":"\"\"","v":""},{"$f":"\"\"","v":""},26,26,26,26,26,{"$f":"\"\"","v":""},{"$f":"\"\"","v":""},{"$f":"\"\"","v":""},{"$f":"\"\"","v":""},{"$f":"\"\"","v":""},{"$f":"\"\"","v":""},{"$f":"\"\"","v":""}]
[null,null,null,null,null,null,null,null,null,null,null,null,null,null,null,null,null,null,null,null,null,null,null,null,null,null,null,null,null,null,null,null,null,null,null,null,null,null,null,null,null,null,null,null,null,null,null,null,null,null,null,null,null,null,null,null,null,null,null,null,null,null,null,null,null,null,null,null,null,null,null,null,null,"2014-07-01T02:59:59.999",{"$f":"\"\"","v":""},{"$f":"\"\"","v":""},"","","","","",{"$f":"\"\"","v":""},{"$f":"\"\"","v":""},{"$f":"\"\"","v":""},{"$f":"\"\"","v":""},{"$f":"\"\"","v":""},{"$f":"\"\"","v":""},{"$f":"\"\"","v":""}]
[null,null,null,null,null,null,null,null,null,null,null,null,null,null,null,null,null,null,null,null,null,null,null,null,null,null,null,null,null,null,null,null,null,null,null,null,null,null,null,null,null,null,null,null,null,null,null,null,null,null,null,null,null,null,null,null,null,null,null,null,null,null,null,null,null,null,null,null,null,null,null,null,null,"2014-07-01T19:59:59.999",{"$f":"\"\"","v":""},{"$f":"\"\"","v":""},26,26,26,26,26,{"$f":"\"\"","v":""},{"$f":"\"\"","v":""},{"$f":"\"\"","v":""},{"$f":"\"\"","v":""},{"$f":"\"\"","v":""},{"$f":"\"\"","v":""},{"$f":"\"\"","v":""}]
[null,null,null,null,null,null,null,null,null,null,null,null,null,null,null,null,null,null,null,null,null,null,null,null,null,null,null,null,null,null,null,null,null,null,null,null,null,null,null,null,null,null,null,null,null,null,null,null,null,null,null,null,null,null,null,null,null,null,null,null,null,null,null,null,null,null,null,null,null,null,null,null,null,"2014-07-03T22:59:59.999",{"$f":"\"\"","v":""},{"$f":"\"\"","v":""},26,26,26,26,26,{"$f":"\"\"","v":""},{"$f":"\"\"","v":""},{"$f":"\"\"","v":""},{"$f":"\"\"","v":""},{"$f":"\"\"","v":""},{"$f":"\"\"","v":""},{"$f":"\"\"","v":""}]
[null,null,null,null,null,null,null,null,null,null,null,null,null,null,null,null,null,null,null,null,null,null,null,null,null,null,null,null,null,null,null,null,null,null,null,null,null,null,null,null,null,null,null,null,null,null,null,null,null,null,null,null,null,null,null,null,null,null,null,null,null,null,null,null,null,null,null,null,null,null,null,null,null,"2014-07-04T23:59:59.999",{"$f":"\"\"","v":""},{"$f":"\"\"","v":""},"","","","","",{"$f":"\"\"","v":""},{"$f":"\"\"","v":""},{"$f":"\"\"","v":""},{"$f":"\"\"","v":""},{"$f":"\"\"","v":""},{"$f":"\"\"","v":""},{"$f":"\"\"","v":""}]
[null,null,null,null,null,null,null,null,null,null,null,null,null,null,null,null,null,null,null,null,null,null,null,null,null,null,null,null,null,null,null,null,null,null,null,null,null,null,null,null,null,null,null,null,null,null,null,null,null,null,null,null,null,null,null,null,null,null,null,null,null,null,null,null,null,null,null,null,null,null,null,null,null,"2014-07-06T01:59:59.999",{"$f":"\"\"","v":""},{"$f":"\"\"","v":""},"","","","","",{"$f":"\"\"","v":""},{"$f":"\"\"","v":""},{"$f":"\"\"","v":""},{"$f":"\"\"","v":""},{"$f":"\"\"","v":""},{"$f":"\"\"","v":""},{"$f":"\"\"","v":""}]
[null,null,null,null,null,null,null,null,null,null,null,null,null,null,null,null,null,null,null,null,null,null,null,null,null,null,null,null,null,null,null,null,null,null,null,null,null,null,null,null,null,null,null,null,null,null,null,null,null,null,null,null,null,null,null,null,null,null,null,null,null,null,null,null,null,null,null,null,null,null,null,null,null,"2014-07-07T12:59:59.999",{"$f":"\"\"","v":""},{"$f":"\"\"","v":""},26,26,26,26,26,{"$f":"\"\"","v":""},{"$f":"\"\"","v":""},{"$f":"\"\"","v":""},{"$f":"\"\"","v":""},{"$f":"\"\"","v":""},{"$f":"\"\"","v":""},{"$f":"\"\"","v":""}]
[null,null,null,null,null,null,null,null,null,null,null,null,null,null,null,null,null,null,null,null,null,null,null,null,null,null,null,null,null,null,null,null,null,null,null,null,null,null,null,null,null,null,null,null,null,null,null,null,null,null,null,null,null,null,null,null,null,null,null,null,null,null,null,null,null,null,null,null,null,null,null,null,null,"2014-07-09T15:59:59.999",{"$f":"\"\"","v":""},{"$f":"\"\"","v":""},26,26,26,26,26,{"$f":"\"\"","v":""},{"$f":"\"\"","v":""},{"$f":"\"\"","v":""},{"$f":"\"\"","v":""},{"$f":"\"\"","v":""},{"$f":"\"\"","v":""},{"$f":"\"\"","v":""}]
[null,null,null,null,null,null,null,null,null,null,null,null,null,null,null,null,null,null,null,null,null,null,null,null,null,null,null,null,null,null,null,null,null,null,null,null,null,null,null,null,null,null,null,null,null,null,null,null,null,null,null,null,null,null,null,null,null,null,null,null,null,null,null,null,null,null,null,null,null,null,null,null,null,"2014-07-10T08:59:59.999",26,{"$f":"\"\"","v":""},26,26,26,26,26,{"$f":"\"\"","v":""},{"$f":"\"\"","v":""},{"$f":"\"\"","v":""},{"$f":"\"\"","v":""},{"$f":"\"\"","v":""},{"$f":"\"\"","v":""},{"$f":"\"\"","v":""}]
[null,null,null,null,null,null,null,null,null,null,null,null,null,null,null,null,null,null,null,null,null,null,null,null,null,null,null,null,null,null,null,null,null,null,null,null,null,null,null,null,null,null,null,null,null,null,null,null,null,null,null,null,null,null,null,null,null,null,null,null,null,null,null,null,null,null,null,null,null,null,null,null,null,"2014-07-12T05:59:59.999",26,26,26,26,26,26,26,{"$f":"\"\"","v":""},{"$f":"\"\"","v":""},{"$f":"\"\"","v":""},{"$f":"\"\"","v":""},{"$f":"\"\"","v":""},{"$f":"\"\"","v":""},{"$f":"\"\"","v":""}]
[null,null,null,null,null,null,null,null,null,null,null,null,null,null,null,null,null,null,null,null,null,null,null,null,null,null,null,null,null,null,null,null,null,null,null,null,null,null,null,null,null,null,null,null,null,null,null,null,null,null,null,null,null,null,null,null,null,null,null,null,null,null,null,null,null,null,null,null,null,null,null,null,null,"2014-07-13T21:59:59.999",26,26,26,26,26,26,26,{"$f":"\"\"","v":""},{"$f":"\"\"","v":""},{"$f":"\"\"","v":""},{"$f":"\"\"","v":""},{"$f":"\"\"","v":""},{"$f":"\"\"","v":""},{"$f":"\"\"","v":""}]
[null,null,null,null,null,null,null,null,null,null,null,null,null,null,null,null,null,null,null,null,null,null,null,null,null,null,null,null,null,null,null,null,null,null,null,null,null,null,null,null,null,null,null,null,null,null,null,null,null,null,null,null,null,null,null,null,null,null,null,null,null,null,null,null,null,null,null,null,null,null,null,null,null,"2014-07-14T14:59:59.999","","","","","","","",{"$f":"\"\"","v":""},{"$f":"\"\"","v":""},{"$f":"\"\"","v":""},{"$f":"\"\"","v":""},{"$f":"\"\"","v":""},{"$f":"\"\"","v":""},{"$f":"\"\"","v":""}]
[null,null,null,null,null,null,null,null,null,null,null,null,null,null,null,null,null,null,null,null,null,null,null,null,null,null,null,null,null,null,null,null,null,null,null,null,null,null,null,null,null,null,null,null,null,null,null,null,null,null,null,null,null,null,null,null,null,null,null,null,null,null,null,null,null,null,null,null,null,null,null,null,null,"2014-07-16T01:59:59.999","","","","","","","",{"$f":"\"\"","v":""},{"$f":"\"\"","v":""},{"$f":"\"\"","v":""},{"$f":"\"\"","v":""},{"$f":"\"\"","v":""},{"$f":"\"\"","v":""},{"$f":"\"\"","v":""}]
[null,null,null,null,null,null,null,null,null,null,null,null,null,null,null,null,null,null,null,null,null,null,null,null,null,null,null,null,null,null,null,null,null,null,null,null,null,null,null,null,null,null,null,null,null,null,null,null,null,null,null,null,null,null,null,null,null,null,null,null,null,null,null,null,null,null,null,null,null,null,null,null,null,"2014-07-16T18:59:59.999",26,26,26,26,26,26,26,{"$f":"\"\"","v":""},{"$f":"\"\"","v":""},{"$f":"\"\"","v":""},{"$f":"\"\"","v":""},{"$f":"\"\"","v":""},{"$f":"\"\"","v":""},{"$f":"\"\"","v":""}]
[null,null,null,null,null,null,null,null,null,null,null,null,null,null,null,null,null,null,null,null,null,null,null,null,null,null,null,null,null,null,null,null,null,null,null,null,null,null,null,null,null,null,null,null,null,null,null,null,null,null,null,null,null,null,null,null,null,null,null,null,null,null,null,null,null,null,null,null,null,null,null,null,null,"2014-07-19T11:59:59.999",26,26,26,26,26,26,26,{"$f":"\"\"","v":""},{"$f":"\"\"","v":""},{"$f":"\"\"","v":""},{"$f":"\"\"","v":""},{"$f":"\"\"","v":""},{"$f":"\"\"","v":""},{"$f":"\"\"","v":""}]
[null,null,null,null,null,null,null,null,null,null,null,null,null,null,null,null,null,null,null,null,null,null,null,null,null,null,null,null,null,null,null,null,null,null,null,null,null,null,null,null,null,null,null,null,null,null,null,null,null,null,null,null,null,null,null,null,null,null,null,null,null,null,null,null,null,null,null,null,null,null,null,null,null,"2014-07-20T07:59:59.999",26,26,26,26,26,26,26,{"$f":"\"\"","v":""},{"$f":"\"\"","v":""},{"$f":"\"\"","v":""},{"$f":"\"\"","v":""},{"$f":"\"\"","v":""},{"$f":"\"\"","v":""},{"$f":"\"\"","v":""}]
[null,null,null,null,null,null,null,null,null,null,null,null,null,null,null,null,null,null,null,null,null,null,null,null,null,null,null,null,null,null,null,null,null,null,null,null,null,null,null,null,null,null,null,null,null,null,null,null,null,null,null,null,null,null,null,null,null,null,null,null,null,null,null,null,null,null,null,null,null,null,null,null,null,"2014-07-21T00:59:59.999","","","","","","","",{"$f":"\"\"","v":""},{"$f":"\"\"","v":""},{"$f":"\"\"","v":""},{"$f":"\"\"","v":""},{"$f":"\"\"","v":""},{"$f":"\"\"","v":""},{"$f":"\"\"","v":""}]
[null,null,null,null,null,null,null,null,null,null,null,null,null,null,null,null,null,null,null,null,null,null,null,null,null,null,null,null,null,null,null,null,null,null,null,null,null,null,null,null,null,null,null,null,null,null,null,null,null,null,null,null,null,null,null,null,null,null,null,null,null,null,null,null,null,null,null,null,null,null,null,null,null,"2014-07-22T11:59:59.999",26,26,26,26,26,26,26,{"$f":"\"\"","v":""},{"$f":"\"\"","v":""},{"$f":"\"\"","v":""},{"$f":"\"\"","v":""},{"$f":"\"\"","v":""},{"$f":"\"\"","v":""},{"$f":"\"\"","v":""}]
[null,null,null,null,null,null,null,null,null,null,null,null,null,null,null,null,null,null,null,null,null,null,null,null,null,null,null,null,null,null,null,null,null,null,null,null,null,null,null,null,null,null,null,null,null,null,null,null,null,null,null,null,null,null,null,null,null,null,null,null,null,null,null,null,null,null,null,null,null,null,null,null,null,"2014-07-24T14:59:59.999","","","","","","","",{"$f":"\"\"","v":""},{"$f":"\"\"","v":""},{"$f":"\"\"","v":""},{"$f":"\"\"","v":""},{"$f":"\"\"","v":""},{"$f":"\"\"","v":""},{"$f":"\"\"","v":""}]
[null,null,null,null,null,null,null,null,null,null,null,null,null,null,null,null,null,null,null,null,null,null,null,null,null,null,null,null,null,null,null,null,null,null,null,null,null,null,null,null,null,null,null,null,null,null,null,null,null,null,null,null,null,null,null,null,null,null,null,null,null,null,null,null,null,null,null,null,null,null,null,null,null,"2014-07-25T08:59:59.999",26,26,26,26,26,26,26,{"$f":"\"\"","v":""},{"$f":"\"\"","v":""},{"$f":"\"\"","v":""},{"$f":"\"\"","v":""},{"$f":"\"\"","v":""},{"$f":"\"\"","v":""},{"$f":"\"\"","v":""}]
[null,null,null,null,null,null,null,null,null,null,null,null,null,null,null,null,null,null,null,null,null,null,null,null,null,null,null,null,null,null,null,null,null,null,null,null,null,null,null,null,null,null,null,null,null,null,null,null,null,null,null,null,null,null,null,null,null,null,null,null,null,null,null,null,null,null,null,null,null,null,null,null,null,"2014-07-26T17:59:59.999",26,26,26,26,26,26,26,{"$f":"\"\"","v":""},{"$f":"\"\"","v":""},{"$f":"\"\"","v":""},{"$f":"\"\"","v":""},{"$f":"\"\"","v":""},{"$f":"\"\"","v":""},{"$f":"\"\"","v":""}]
[null,null,null,null,null,null,null,null,null,null,null,null,null,null,null,null,null,null,null,null,null,null,null,null,null,null,null,null,null,null,null,null,null,null,null,null,null,null,null,null,null,null,null,null,null,null,null,null,null,null,null,null,null,null,null,null,null,null,null,null,null,null,null,null,null,null,null,null,null,null,null,null,null,"2014-07-28T20:59:59.999",26,26,26,26,26,26,26,{"$f":"\"\"","v":""},{"$f":"\"\"","v":""},{"$f":"\"\"","v":""},{"$f":"\"\"","v":""},{"$f":"\"\"","v":""},{"$f":"\"\"","v":""},{"$f":"\"\"","v":""}]
[null,null,null,null,null,null,null,null,null,null,null,null,null,null,null,null,null,null,null,null,null,null,null,null,null,null,null,null,null,null,null,null,null,null,null,null,null,null,null,null,null,null,null,null,null,null,null,null,null,null,null,null,null,null,null,null,null,null,null,null,null,null,null,null,null,null,null,null,null,null,null,null,null,"2014-07-30T07:59:59.999",26,26,26,26,26,26,26,{"$f":"\"\"","v":""},{"$f":"\"\"","v":""},{"$f":"\"\"","v":""},{"$f":"\"\"","v":""},{"$f":"\"\"","v":""},{"$f":"\"\"","v":""},{"$f":"\"\"","v":""}]
[null,null,null,null,null,null,null,null,null,null,null,null,null,null,null,null,null,null,null,null,null,null,null,null,null,null,null,null,null,null,null,null,null,null,null,null,null,null,null,null,null,null,null,null,null,null,null,null,null,null,null,null,null,null,null,null,null,null,null,null,null,null,null,null,null,null,null,null,null,null,null,null,null,"2014-08-01T03:59:59.999","","","","","","","",{"$f":"\"\"","v":""},{"$f":"\"\"","v":""},{"$f":"\"\"","v":""},{"$f":"\"\"","v":""},{"$f":"\"\"","v":""},{"$f":"\"\"","v":""},{"$f":"\"\"","v":""}]
[null,null,null,null,null,null,null,null,null,null,null,null,null,null,null,null,null,null,null,null,null,null,null,null,null,null,null,null,null,null,null,null,null,null,null,null,null,null,null,null,null,null,null,null,null,null,null,null,null,null,null,null,null,null,null,null,null,null,null,null,null,null,null,null,null,null,null,null,null,null,null,null,null,"2014-08-02T02:59:59.999","","","","","","","",{"$f":"\"\"","v":""},{"$f":"\"\"","v":""},{"$f":"\"\"","v":""},{"$f":"\"\"","v":""},{"$f":"\"\"","v":""},{"$f":"\"\"","v":""},{"$f":"\"\"","v":""}]
[null,null,null,null,null,null,null,null,null,null,null,null,null,null,null,null,null,null,null,null,null,null,null,null,null,null,null,null,null,null,null,null,null,null,null,null,null,null,null,null,null,null,null,null,null,null,null,null,null,null,null,null,null,null,null,null,null,null,null,null,null,null,null,null,null,null,null,null,null,null,null,null,null,"2014-08-03T13:59:59.999","","","","","","","",{"$f":"\"\"","v":""},{"$f":"\"\"","v":""},{"$f":"\"\"","v":""},{"$f":"\"\"","v":""},{"$f":"\"\"","v":""},{"$f":"\"\"","v":""},{"$f":"\"\"","v":""}]
[null,null,null,null,null,null,null,null,null,null,null,null,null,null,null,null,null,null,null,null,null,null,null,null,null,null,null,null,null,null,null,null,null,null,null,null,null,null,null,null,null,null,null,null,null,null,null,null,null,null,null,null,null,null,null,null,null,null,null,null,null,null,null,null,null,null,null,null,null,null,null,null,null,"2014-08-04T06:59:59.999",26,26,26,26,26,26,26,{"$f":"\"\"","v":""},{"$f":"\"\"","v":""},{"$f":"\"\"","v":""},{"$f":"\"\"","v":""},{"$f":"\"\"","v":""},{"$f":"\"\"","v":""},{"$f":"\"\"","v":""}]
[null,null,null,null,null,null,null,null,null,null,null,null,null,null,null,null,null,null,null,null,null,null,null,null,null,null,null,null,null,null,null,null,null,null,null,null,null,null,null,null,null,null,null,null,null,null,null,null,null,null,null,null,null,null,null,null,null,null,null,null,null,null,null,null,null,null,null,null,null,null,null,null,null,"2014-08-05T17:59:59.999",26,26,26,26,26,26,26,{"$f":"\"\"","v":""},{"$f":"\"\"","v":""},{"$f":"\"\"","v":""},{"$f":"\"\"","v":""},{"$f":"\"\"","v":""},{"$f":"\"\"","v":""},{"$f":"\"\"","v":""}]
[null,null,null,null,null,null,null,null,null,null,null,null,null,null,null,null,null,null,null,null,null,null,null,null,null,null,null,null,null,null,null,null,null,null,null,null,null,null,null,null,null,null,null,null,null,null,null,null,null,null,null,null,null,null,null,null,null,null,null,null,null,null,null,null,null,null,null,null,null,null,null,null,null,"2014-08-07T00:59:59.999","","","","","","","",{"$f":"\"\"","v":""},{"$f":"\"\"","v":""},{"$f":"\"\"","v":""},{"$f":"\"\"","v":""},{"$f":"\"\"","v":""},{"$f":"\"\"","v":""},{"$f":"\"\"","v":""}]
[null,null,null,null,null,null,null,null,null,null,null,null,null,null,null,null,null,null,null,null,null,null,null,null,null,null,null,null,null,null,null,null,null,null,null,null,null,null,null,null,null,null,null,null,null,null,null,null,null,null,null,null,null,null,null,null,null,null,null,null,null,null,null,null,null,null,null,null,null,null,null,null,null,"2014-08-08T12:59:59.999",26,26,26,26,26,26,26,{"$f":"\"\"","v":""},{"$f":"\"\"","v":""},{"$f":"\"\"","v":""},{"$f":"\"\"","v":""},{"$f":"\"\"","v":""},{"$f":"\"\"","v":""},{"$f":"\"\"","v":""}]
[null,null,null,null,null,null,null,null,null,null,null,null,null,null,null,null,null,null,null,null,null,null,null,null,null,null,null,null,null,null,null,null,null,null,null,null,null,null,null,null,null,null,null,null,null,null,null,null,null,null,null,null,null,null,null,null,null,null,null,null,null,null,null,null,null,null,null,null,null,null,null,null,null,"2014-08-09T23:59:59.999","","","","","","","",{"$f":"\"\"","v":""},{"$f":"\"\"","v":""},{"$f":"\"\"","v":""},{"$f":"\"\"","v":""},{"$f":"\"\"","v":""},{"$f":"\"\"","v":""},{"$f":"\"\"","v":""}]
[null,null,null,null,null,null,null,null,null,null,null,null,null,null,null,null,null,null,null,null,null,null,null,null,null,null,null,null,null,null,null,null,null,null,null,null,null,null,null,null,null,null,null,null,null,null,null,null,null,null,null,null,null,null,null,null,null,null,null,null,null,null,null,null,null,null,null,null,null,null,null,null,null,"2014-08-12T02:59:59.999","","","","","","","",{"$f":"\"\"","v":""},{"$f":"\"\"","v":""},{"$f":"\"\"","v":""},{"$f":"\"\"","v":""},{"$f":"\"\"","v":""},{"$f":"\"\"","v":""},{"$f":"\"\"","v":""}]
[null,null,null,null,null,null,null,null,null,null,null,null,null,null,null,null,null,null,null,null,null,null,null,null,null,null,null,null,null,null,null,null,null,null,null,null,null,null,null,null,null,null,null,null,null,null,null,null,null,null,null,null,null,null,null,null,null,null,null,null,null,null,null,null,null,null,null,null,null,null,null,null,null,"2014-08-13T13:59:59.999","","","","","","","",{"$f":"\"\"","v":""},{"$f":"\"\"","v":""},{"$f":"\"\"","v":""},{"$f":"\"\"","v":""},{"$f":"\"\"","v":""},{"$f":"\"\"","v":""},{"$f":"\"\"","v":""}]
[null,null,null,null,null,null,null,null,null,null,null,null,null,null,null,null,null,null,null,null,null,null,null,null,null,null,null,null,null,null,null,null,null,null,null,null,null,null,null,null,null,null,null,null,null,null,null,null,null,null,null,null,null,null,null,null,null,null,null,null,null,null,null,null,null,null,null,null,null,null,null,null,null,"2014-08-14T06:59:59.999",26,26,26,26,26,26,26,{"$f":"\"\"","v":""},{"$f":"\"\"","v":""},{"$f":"\"\"","v":""},{"$f":"\"\"","v":""},{"$f":"\"\"","v":""},{"$f":"\"\"","v":""},{"$f":"\"\"","v":""}]
[null,null,null,null,null,null,null,null,null,null,null,null,null,null,null,null,null,null,null,null,null,null,null,null,null,null,null,null,null,null,null,null,null,null,null,null,null,null,null,null,null,null,null,null,null,null,null,null,null,null,null,null,null,null,null,null,null,null,null,null,null,null,null,null,null,null,null,null,null,null,null,null,null,"2014-08-16T08:59:59.999",26,26,26,26,26,26,26,{"$f":"\"\"","v":""},{"$f":"\"\"","v":""},{"$f":"\"\"","v":""},{"$f":"\"\"","v":""},{"$f":"\"\"","v":""},{"$f":"\"\"","v":""},{"$f":"\"\"","v":""}]
[null,null,null,null,null,null,null,null,null,null,null,null,null,null,null,null,null,null,null,null,null,null,null,null,null,null,null,null,null,null,null,null,null,null,null,null,null,null,null,null,null,null,null,null,null,null,null,null,null,null,null,null,null,null,null,null,null,null,null,null,null,null,null,null,null,null,null,null,null,null,null,null,null,"2014-08-17T19:59:59.999",26,26,26,26,26,26,26,{"$f":"\"\"","v":""},{"$f":"\"\"","v":""},{"$f":"\"\"","v":""},{"$f":"\"\"","v":""},{"$f":"\"\"","v":""},{"$f":"\"\"","v":""},{"$f":"\"\"","v":""}]
[null,null,null,null,null,null,null,null,null,null,null,null,null,null,null,null,null,null,null,null,null,null,null,null,null,null,null,null,null,null,null,null,null,null,null,null,null,null,null,null,null,null,null,null,null,null,null,null,null,null,null,null,null,null,null,null,null,null,null,null,null,null,null,null,null,null,null,null,null,null,null,null,null,"2014-08-18T12:59:59.999",26,26,26,26,26,26,26,{"$f":"\"\"","v":""},{"$f":"\"\"","v":""},{"$f":"\"\"","v":""},{"$f":"\"\"","v":""},{"$f":"\"\"","v":""},{"$f":"\"\"","v":""},{"$f":"\"\"","v":""}]
[null,null,null,null,null,null,null,null,null,null,null,null,null,null,null,null,null,null,null,null,null,null,null,null,null,null,null,null,null,null,null,null,null,null,null,null,null,null,null,null,null,null,null,null,null,null,null,null,null,null,null,null,null,null,null,null,null,null,null,null,null,null,null,null,null,null,null,null,null,null,null,null,null,"2014-08-20T15:59:59.999",26,26,26,26,26,26,26,{"$f":"\"\"","v":""},{"$f":"\"\"","v":""},{"$f":"\"\"","v":""},{"$f":"\"\"","v":""},{"$f":"\"\"","v":""},{"$f":"\"\"","v":""},{"$f":"\"\"","v":""}]
[null,null,null,null,null,null,null,null,null,null,null,null,null,null,null,null,null,null,null,null,null,null,null,null,null,null,null,null,null,null,null,null,null,null,null,null,null,null,null,null,null,null,null,null,null,null,null,null,null,null,null,null,null,null,null,null,null,null,null,null,null,null,null,null,null,null,null,null,null,null,null,null,null,"2014-08-21T12:59:59.999",26,26,26,26,26,26,26,{"$f":"\"\"","v":""},{"$f":"\"\"","v":""},{"$f":"\"\"","v":""},{"$f":"\"\"","v":""},{"$f":"\"\"","v":""},{"$f":"\"\"","v":""},{"$f":"\"\"","v":""}]
[null,null,null,null,null,null,null,null,null,null,null,null,null,null,null,null,null,null,null,null,null,null,null,null,null,null,null,null,null,null,null,null,null,null,null,null,null,null,null,null,null,null,null,null,null,null,null,null,null,null,null,null,null,null,null,null,null,null,null,null,null,null,null,null,null,null,null,null,null,null,null,null,null,"2014-08-22T18:59:59.999",26,26,26,26,26,26,26,{"$f":"\"\"","v":""},{"$f":"\"\"","v":""},{"$f":"\"\"","v":""},{"$f":"\"\"","v":""},{"$f":"\"\"","v":""},{"$f":"\"\"","v":""},{"$f":"\"\"","v":""}]
[null,null,null,null,null,null,null,null,null,null,null,null,null,null,null,null,null,null,null,null,null,null,null,null,null,null,null,null,null,null,null,null,null,null,null,null,null,null,null,null,null,null,null,null,null,null,null,null,null,null,null,null,null,null,null,null,null,null,null,null,null,null,null,null,null,null,null,null,null,null,null,null,null,"2014-08-24T05:59:59.999",26,26,26,26,26,26,26,{"$f":"\"\"","v":""},{"$f":"\"\"","v":""},{"$f":"\"\"","v":""},{"$f":"\"\"","v":""},{"$f":"\"\"","v":""},{"$f":"\"\"","v":""},{"$f":"\"\"","v":""}]
[null,null,null,null,null,null,null,null,null,null,null,null,null,null,null,null,null,null,null,null,null,null,null,null,null,null,null,null,null,null,null,null,null,null,null,null,null,null,null,null,null,null,null,null,null,null,null,null,null,null,null,null,null,null,null,null,null,null,null,null,null,null,null,null,null,null,null,null,null,null,null,null,null,"2014-08-26T08:59:59.999",26,26,26,26,26,26,26,{"$f":"\"\"","v":""},{"$f":"\"\"","v":""},{"$f":"\"\"","v":""},{"$f":"\"\"","v":""},{"$f":"\"\"","v":""},{"$f":"\"\"","v":""},{"$f":"\"\"","v":""}]
[null,null,null,null,null,null,null,null,null,null,null,null,null,null,null,null,null,null,null,null,null,null,null,null,null,null,null,null,null,null,null,null,null,null,null,null,null,null,null,null,null,null,null,null,null,null,null,null,null,null,null,null,null,null,null,null,null,null,null,null,null,null,null,null,null,null,null,null,null,null,null,null,null,"2014-08-27T01:59:59.999","","","","","","","",{"$f":"\"\"","v":""},{"$f":"\"\"","v":""},{"$f":"\"\"","v":""},{"$f":"\"\"","v":""},{"$f":"\"\"","v":""},{"$f":"\"\"","v":""},{"$f":"\"\"","v":""}]
[null,null,null,null,null,null,null,null,null,null,null,null,null,null,null,null,null,null,null,null,null,null,null,null,null,null,null,null,null,null,null,null,null,null,null,null,null,null,null,null,null,null,null,null,null,null,null,null,null,null,null,null,null,null,null,null,null,null,null,null,null,null,null,null,null,null,null,null,null,null,null,null,null,"2014-08-28T18:59:59.999",26,26,26,26,26,26,26,{"$f":"\"\"","v":""},{"$f":"\"\"","v":""},{"$f":"\"\"","v":""},{"$f":"\"\"","v":""},{"$f":"\"\"","v":""},{"$f":"\"\"","v":""},{"$f":"\"\"","v":""}]
[null,null,null,null,null,null,null,null,null,null,null,null,null,null,null,null,null,null,null,null,null,null,null,null,null,null,null,null,null,null,null,null,null,null,null,null,null,null,null,null,null,null,null,null,null,null,null,null,null,null,null,null,null,null,null,null,null,null,null,null,null,null,null,null,null,null,null,null,null,null,null,null,null,"2014-08-30T14:59:59.999","","","","","","","",{"$f":"\"\"","v":""},{"$f":"\"\"","v":""},{"$f":"\"\"","v":""},{"$f":"\"\"","v":""},{"$f":"\"\"","v":""},{"$f":"\"\"","v":""},{"$f":"\"\"","v":""}]
[null,null,null,null,null,null,null,null,null,null,null,null,null,null,null,null,null,null,null,null,null,null,null,null,null,null,null,null,null,null,null,null,null,null,null,null,null,null,null,null,null,null,null,null,null,null,null,null,null,null,null,null,null,null,null,null,null,null,null,null,null,null,null,null,null,null,null,null,null,null,null,null,null,"2014-08-31T07:59:59.999",26,26,26,26,26,26,26,{"$f":"\"\"","v":""},{"$f":"\"\"","v":""},{"$f":"\"\"","v":""},{"$f":"\"\"","v":""},{"$f":"\"\"","v":""},{"$f":"\"\"","v":""},{"$f":"\"\"","v":""}]
[null,null,null,null,null,null,null,null,null,null,null,null,null,null,null,null,null,null,null,null,null,null,null,null,null,null,null,null,null,null,null,null,null,null,null,null,null,null,null,null,null,null,null,null,null,null,null,null,null,null,null,null,null,null,null,null,null,null,null,null,null,null,null,null,null,null,null,null,null,null,null,null,null,"2014-09-01T18:59:59.999",{"$f":"\"\"","v":""},{"$f":"\"\"","v":""},26,26,{"$f":"\"\"","v":""},26,26,{"$f":"\"\"","v":""},{"$f":"\"\"","v":""},{"$f":"\"\"","v":""},{"$f":"\"\"","v":""},{"$f":"\"\"","v":""},{"$f":"\"\"","v":""},{"$f":"\"\"","v":""}]
[null,null,null,null,null,null,null,null,null,null,null,null,null,null,null,null,null,null,null,null,null,null,null,null,null,null,null,null,null,null,null,null,null,null,null,null,null,null,null,null,null,null,null,null,null,null,null,null,null,null,null,null,null,null,null,null,null,null,null,null,null,null,null,null,null,null,null,null,null,null,null,null,null,"2014-09-03T21:59:59.999",{"$f":"\"\"","v":""},{"$f":"\"\"","v":""},26,26,{"$f":"\"\"","v":""},26,26,{"$f":"\"\"","v":""},{"$f":"\"\"","v":""},{"$f":"\"\"","v":""},{"$f":"\"\"","v":""},{"$f":"\"\"","v":""},{"$f":"\"\"","v":""},{"$f":"\"\"","v":""}]
[null,null,null,null,null,null,null,null,null,null,null,null,null,null,null,null,null,null,null,null,null,null,null,null,null,null,null,null,null,null,null,null,null,null,null,null,null,null,null,null,null,null,null,null,null,null,null,null,null,null,null,null,null,null,null,null,null,null,null,null,null,null,null,null,null,null,null,null,null,null,null,null,null,"2014-09-05T00:59:59.999",{"$f":"\"\"","v":""},{"$f":"\"\"","v":""},"","",{"$f":"\"\"","v":""},"","",{"$f":"\"\"","v":""},{"$f":"\"\"","v":""},{"$f":"\"\"","v":""},{"$f":"\"\"","v":""},{"$f":"\"\"","v":""},{"$f":"\"\"","v":""},{"$f":"\"\"","v":""}]
[null,null,null,null,null,null,null,null,null,null,null,null,null,null,null,null,null,null,null,null,null,null,null,null,null,null,null,null,null,null,null,null,null,null,null,null,null,null,null,null,null,null,null,null,null,null,null,null,null,null,null,null,null,null,null,null,null,null,null,null,null,null,null,null,null,null,null,null,null,null,null,null,null,"2014-09-06T00:59:59.999",{"$f":"\"\"","v":""},{"$f":"\"\"","v":""},"","",{"$f":"\"\"","v":""},"","",{"$f":"\"\"","v":""},{"$f":"\"\"","v":""},{"$f":"\"\"","v":""},{"$f":"\"\"","v":""},{"$f":"\"\"","v":""},{"$f":"\"\"","v":""},{"$f":"\"\"","v":""}]
[null,null,null,null,null,null,null,null,null,null,null,null,null,null,null,null,null,null,null,null,null,null,null,null,null,null,null,null,null,null,null,null,null,null,null,null,null,null,null,null,null,null,null,null,null,null,null,null,null,null,null,null,null,null,null,null,null,null,null,null,null,null,null,null,null,null,null,null,null,null,null,null,null,"2014-09-08T03:59:59.999",{"$f":"\"\"","v":""},{"$f":"\"\"","v":""},"","",{"$f":"\"\"","v":""},"","",{"$f":"\"\"","v":""},{"$f":"\"\"","v":""},{"$f":"\"\"","v":""},{"$f":"\"\"","v":""},{"$f":"\"\"","v":""},{"$f":"\"\"","v":""},{"$f":"\"\"","v":""}]
[null,null,null,null,null,null,null,null,null,null,null,null,null,null,null,null,null,null,null,null,null,null,null,null,null,null,null,null,null,null,null,null,null,null,null,null,null,null,null,null,null,null,null,null,null,null,null,null,null,null,null,null,null,null,null,null,null,null,null,null,null,null,null,null,null,null,null,null,null,null,null,null,null,"2014-09-09T14:59:59.999",{"$f":"\"\"","v":""},{"$f":"\"\"","v":""},"","",{"$f":"\"\"","v":""},"","",{"$f":"\"\"","v":""},{"$f":"\"\"","v":""},{"$f":"\"\"","v":""},{"$f":"\"\"","v":""},{"$f":"\"\"","v":""},{"$f":"\"\"","v":""},{"$f":"\"\"","v":""}]
[null,null,null,null,null,null,null,null,null,null,null,null,null,null,null,null,null,null,null,null,null,null,null,null,null,null,null,null,null,null,null,null,null,null,null,null,null,null,null,null,null,null,null,null,null,null,null,null,null,null,null,null,null,null,null,null,null,null,null,null,null,null,null,null,null,null,null,null,null,null,null,null,null,"2014-09-10T07:59:59.999",{"$f":"\"\"","v":""},{"$f":"\"\"","v":""},26,26,{"$f":"\"\"","v":""},26,26,{"$f":"\"\"","v":""},{"$f":"\"\"","v":""},{"$f":"\"\"","v":""},{"$f":"\"\"","v":""},{"$f":"\"\"","v":""},{"$f":"\"\"","v":""},{"$f":"\"\"","v":""}]
[null,null,null,null,null,null,null,null,null,null,null,null,null,null,null,null,null,null,null,null,null,null,null,null,null,null,null,null,null,null,null,null,null,null,null,null,null,null,null,null,null,null,null,null,null,null,null,null,null,null,null,null,null,null,null,null,null,null,null,null,null,null,null,null,null,null,null,null,null,null,null,null,null,"2014-09-12T06:59:59.999",{"$f":"\"\"","v":""},{"$f":"\"\"","v":""},26,26,{"$f":"\"\"","v":""},26,26,{"$f":"\"\"","v":""},{"$f":"\"\"","v":""},{"$f":"\"\"","v":""},{"$f":"\"\"","v":""},{"$f":"\"\"","v":""},{"$f":"\"\"","v":""},{"$f":"\"\"","v":""}]
[null,null,null,null,null,null,null,null,null,null,null,null,null,null,null,null,null,null,null,null,null,null,null,null,null,null,null,null,null,null,null,null,null,null,null,null,null,null,null,null,null,null,null,null,null,null,null,null,null,null,null,null,null,null,null,null,null,null,null,null,null,null,null,null,null,null,null,null,null,null,null,null,null,"2014-09-13T20:59:59.999",{"$f":"\"\"","v":""},{"$f":"\"\"","v":""},26,26,{"$f":"\"\"","v":""},26,26,{"$f":"\"\"","v":""},{"$f":"\"\"","v":""},{"$f":"\"\"","v":""},{"$f":"\"\"","v":""},{"$f":"\"\"","v":""},{"$f":"\"\"","v":""},{"$f":"\"\"","v":""}]
[null,null,null,null,null,null,null,null,null,null,null,null,null,null,null,null,null,null,null,null,null,null,null,null,null,null,null,null,null,null,null,null,null,null,null,null,null,null,null,null,null,null,null,null,null,null,null,null,null,null,null,null,null,null,null,null,null,null,null,null,null,null,null,null,null,null,null,null,null,null,null,null,null,"2014-09-14T13:59:59.999",{"$f":"\"\"","v":""},{"$f":"\"\"","v":""},"","",{"$f":"\"\"","v":""},"","",{"$f":"\"\"","v":""},{"$f":"\"\"","v":""},{"$f":"\"\"","v":""},{"$f":"\"\"","v":""},{"$f":"\"\"","v":""},{"$f":"\"\"","v":""},{"$f":"\"\"","v":""}]
[null,null,null,null,null,null,null,null,null,null,null,null,null,null,null,null,null,null,null,null,null,null,null,null,null,null,null,null,null,null,null,null,null,null,null,null,null,null,null,null,null,null,null,null,null,null,null,null,null,null,null,null,null,null,null,null,null,null,null,null,null,null,null,null,null,null,null,null,null,null,null,null,null,"2014-09-16T00:59:59.999",{"$f":"\"\"","v":""},{"$f":"\"\"","v":""},"","",{"$f":"\"\"","v":""},"","",{"$f":"\"\"","v":""},{"$f":"\"\"","v":""},{"$f":"\"\"","v":""},{"$f":"\"\"","v":""},{"$f":"\"\"","v":""},{"$f":"\"\"","v":""},{"$f":"\"\"","v":""}]
[null,null,null,null,null,null,null,null,null,null,null,null,null,null,null,null,null,null,null,null,null,null,null,null,null,null,null,null,null,null,null,null,null,null,null,null,null,null,null,null,null,null,null,null,null,null,null,null,null,null,null,null,null,null,null,null,null,null,null,null,null,null,null,null,null,null,null,null,null,null,null,null,null,"2014-09-17T16:59:59.999",{"$f":"\"\"","v":""},{"$f":"\"\"","v":""},26,26,{"$f":"\"\"","v":""},26,26,{"$f":"\"\"","v":""},{"$f":"\"\"","v":""},{"$f":"\"\"","v":""},{"$f":"\"\"","v":""},{"$f":"\"\"","v":""},{"$f":"\"\"","v":""},{"$f":"\"\"","v":""}]
[null,null,null,null,null,null,null,null,null,null,null,null,null,null,null,null,null,null,null,null,null,null,null,null,null,null,null,null,null,null,null,null,null,null,null,null,null,null,null,null,null,null,null,null,null,null,null,null,null,null,null,null,null,null,null,null,null,null,null,null,null,null,null,null,null,null,null,null,null,null,null,null,null,"2014-09-18T19:59:59.999",{"$f":"\"\"","v":""},{"$f":"\"\"","v":""},26,26,{"$f":"\"\"","v":""},26,26,{"$f":"\"\"","v":""},{"$f":"\"\"","v":""},{"$f":"\"\"","v":""},{"$f":"\"\"","v":""},{"$f":"\"\"","v":""},{"$f":"\"\"","v":""},{"$f":"\"\"","v":""}]
[null,null,null,null,null,null,null,null,null,null,null,null,null,null,null,null,null,null,null,null,null,null,null,null,null,null,null,null,null,null,null,null,null,null,null,null,null,null,null,null,null,null,null,null,null,null,null,null,null,null,null,null,null,null,null,null,null,null,null,null,null,null,null,null,null,null,null,null,null,null,null,null,null,"2014-09-20T06:59:59.999",{"$f":"\"\"","v":""},{"$f":"\"\"","v":""},26,26,{"$f":"\"\"","v":""},26,26,{"$f":"\"\"","v":""},{"$f":"\"\"","v":""},{"$f":"\"\"","v":""},{"$f":"\"\"","v":""},{"$f":"\"\"","v":""},{"$f":"\"\"","v":""},{"$f":"\"\"","v":""}]
[null,null,null,null,null,null,null,null,null,null,null,null,null,null,null,null,null,null,null,null,null,null,null,null,null,null,null,null,null,null,null,null,null,null,null,null,null,null,null,null,null,null,null,null,null,null,null,null,null,null,null,null,null,null,null,null,null,null,null,null,null,null,null,null,null,null,null,null,null,null,null,null,null,"2014-09-20T23:59:59.999",{"$f":"\"\"","v":""},{"$f":"\"\"","v":""},"","",{"$f":"\"\"","v":""},"","",{"$f":"\"\"","v":""},{"$f":"\"\"","v":""},{"$f":"\"\"","v":""},{"$f":"\"\"","v":""},{"$f":"\"\"","v":""},{"$f":"\"\"","v":""},{"$f":"\"\"","v":""}]
[null,null,null,null,null,null,null,null,null,null,null,null,null,null,null,null,null,null,null,null,null,null,null,null,null,null,null,null,null,null,null,null,null,null,null,null,null,null,null,null,null,null,null,null,null,null,null,null,null,null,null,null,null,null,null,null,null,null,null,null,null,null,null,null,null,null,null,null,null,null,null,null,null,"2014-09-22T10:59:59.999",{"$f":"\"\"","v":""},{"$f":"\"\"","v":""},"","",{"$f":"\"\"","v":""},"","",{"$f":"\"\"","v":""},{"$f":"\"\"","v":""},{"$f":"\"\"","v":""},{"$f":"\"\"","v":""},{"$f":"\"\"","v":""},{"$f":"\"\"","v":""},{"$f":"\"\"","v":""}]
[null,null,null,null,null,null,null,null,null,null,null,null,null,null,null,null,null,null,null,null,null,null,null,null,null,null,null,null,null,null,null,null,null,null,null,null,null,null,null,null,null,null,null,null,null,null,null,null,null,null,null,null,null,null,null,null,null,null,null,null,null,null,null,null,null,null,null,null,null,null,null,null,null,"2014-09-24T22:59:59.999",{"$f":"\"\"","v":""},{"$f":"\"\"","v":""},{"$f":"\"\"","v":""},26,{"$f":"\"\"","v":""},26,26,{"$f":"\"\"","v":""},{"$f":"\"\"","v":""},{"$f":"\"\"","v":""},{"$f":"\"\"","v":""},{"$f":"\"\"","v":""},{"$f":"\"\"","v":""},{"$f":"\"\"","v":""}]
[null,null,null,null,null,null,null,null,null,null,null,null,null,null,null,null,null,null,null,null,null,null,null,null,null,null,null,null,null,null,null,null,null,null,null,null,null,null,null,null,null,null,null,null,null,null,null,null,null,null,null,null,null,null,null,null,null,null,null,null,null,null,null,null,null,null,null,null,null,null,null,null,null,"2014-09-25T05:59:59.999",{"$f":"\"\"","v":""},{"$f":"\"\"","v":""},{"$f":"\"\"","v":""},26,{"$f":"\"\"","v":""},26,26,{"$f":"\"\"","v":""},{"$f":"\"\"","v":""},{"$f":"\"\"","v":""},{"$f":"\"\"","v":""},{"$f":"\"\"","v":""},{"$f":"\"\"","v":""},{"$f":"\"\"","v":""}]
[null,null,null,null,null,null,null,null,null,null,null,null,null,null,null,null,null,null,null,null,null,null,null,null,null,null,null,null,null,null,null,null,null,null,null,null,null,null,null,null,null,null,null,null,null,null,null,null,null,null,null,null,null,null,null,null,null,null,null,null,null,null,null,null,null,null,null,null,null,null,null,null,null,"2014-09-26T16:59:59.999",{"$f":"\"\"","v":""},{"$f":"\"\"","v":""},{"$f":"\"\"","v":""},26,{"$f":"\"\"","v":""},26,26,{"$f":"\"\"","v":""},{"$f":"\"\"","v":""},{"$f":"\"\"","v":""},{"$f":"\"\"","v":""},{"$f":"\"\"","v":""},{"$f":"\"\"","v":""},{"$f":"\"\"","v":""}]
[null,null,null,null,null,null,null,null,null,null,null,null,null,null,null,null,null,null,null,null,null,null,null,null,null,null,null,null,null,null,null,null,null,null,null,null,null,null,null,null,null,null,null,null,null,null,null,null,null,null,null,null,null,null,null,null,null,null,null,null,null,null,null,null,null,null,null,null,null,null,null,null,null,"2014-09-28T19:59:59.999",{"$f":"\"\"","v":""},{"$f":"\"\"","v":""},{"$f":"\"\"","v":""},{"$f":"\"\"","v":""},{"$f":"\"\"","v":""},26,26,{"$f":"\"\"","v":""},{"$f":"\"\"","v":""},{"$f":"\"\"","v":""},{"$f":"\"\"","v":""},{"$f":"\"\"","v":""},{"$f":"\"\"","v":""},{"$f":"\"\"","v":""}]
[null,null,null,null,null,null,null,null,null,null,null,null,null,null,null,null,null,null,null,null,null,null,null,null,null,null,null,null,null,null,null,null,null,null,null,null,null,null,null,null,null,null,null,null,null,null,null,null,null,null,null,null,null,null,null,null,null,null,null,null,null,null,null,null,null,null,null,null,null,null,null,null,null,"2014-09-29T12:59:59.999",{"$f":"\"\"","v":""},{"$f":"\"\"","v":""},{"$f":"\"\"","v":""},{"$f":"\"\"","v":""},{"$f":"\"\"","v":""},26,26,{"$f":"\"\"","v":""},{"$f":"\"\"","v":""},{"$f":"\"\"","v":""},{"$f":"\"\"","v":""},{"$f":"\"\"","v":""},{"$f":"\"\"","v":""},{"$f":"\"\"","v":""}]
[null,null,null,null,null,null,null,null,null,null,null,null,null,null,null,null,null,null,null,null,null,null,null,null,null,null,null,null,null,null,null,null,null,null,null,null,null,null,null,null,null,null,null,null,null,null,null,null,null,null,null,null,null,null,null,null,null,null,null,null,null,null,null,null,null,null,null,null,null,null,null,null,null,"2014-09-30T19:59:59.999",{"$f":"\"\"","v":""},{"$f":"\"\"","v":""},{"$f":"\"\"","v":""},{"$f":"\"\"","v":""},{"$f":"\"\"","v":""},26,26,{"$f":"\"\"","v":""},{"$f":"\"\"","v":""},{"$f":"\"\"","v":""},{"$f":"\"\"","v":""},{"$f":"\"\"","v":""},{"$f":"\"\"","v":""},{"$f":"\"\"","v":""}]
[null,null,null,null,null,null,null,null,null,null,null,null,null,null,null,null,null,null,null,null,null,null,null,null,null,null,null,null,null,null,null,null,null,null,null,null,null,null,null,null,null,null,null,null,null,null,null,null,null,null,null,null,null,null,null,null,null,null,null,null,null,null,null,null,null,null,null,null,null,null,null,null,null,"2014-10-03T01:59:59.999",{"$f":"\"\"","v":""},{"$f":"\"\"","v":""},{"$f":"\"\"","v":""},{"$f":"\"\"","v":""},{"$f":"\"\"","v":""},{"$f":"CB6580","v":""},"","",{"$f":"\"\"","v":""},{"$f":"\"\"","v":""},{"$f":"\"\"","v":""},{"$f":"\"\"","v":""},{"$f":"\"\"","v":""},{"$f":"\"\"","v":""}]
[null,null,null,null,null,null,null,null,null,null,null,null,null,null,null,null,null,null,null,null,null,null,null,null,null,null,null,null,null,null,null,null,null,null,null,null,null,null,null,null,null,null,null,null,null,null,null,null,null,null,null,null,null,null,null,null,null,null,null,null,null,null,null,null,null,null,null,null,null,null,null,null,null,"2014-10-04T12:59:59.999",{"$f":"\"\"","v":""},{"$f":"\"\"","v":""},{"$f":"\"\"","v":""},{"$f":"\"\"","v":""},{"$f":"\"\"","v":""},26,26,20,{"$f":"\"\"","v":""},{"$f":"\"\"","v":""},{"$f":"\"\"","v":""},{"$f":"\"\"","v":""},{"$f":"\"\"","v":""},{"$f":"\"\"","v":""}]
[null,null,null,null,null,null,null,null,null,null,null,null,null,null,null,null,null,null,null,null,null,null,null,null,null,null,null,null,null,null,null,null,null,null,null,null,null,null,null,null,null,null,null,null,null,null,null,null,null,null,null,null,null,null,null,null,null,null,null,null,null,null,null,null,null,null,null,null,null,null,null,null,null,"2014-10-05T05:59:59.999",{"$f":"\"\"","v":""},{"$f":"\"\"","v":""},{"$f":"\"\"","v":""},{"$f":"\"\"","v":""},{"$f":"\"\"","v":""},26,26,20,20,{"$f":"\"\"","v":""},{"$f":"\"\"","v":""},{"$f":"\"\"","v":""},{"$f":"\"\"","v":""},{"$f":"\"\"","v":""}]
[null,null,null,null,null,null,null,null,null,null,null,null,null,null,null,null,null,null,null,null,null,null,null,null,null,null,null,null,null,null,null,null,null,null,null,null,null,null,null,null,null,null,null,null,null,null,null,null,null,null,null,null,null,null,null,null,null,null,null,null,null,null,null,null,null,null,null,null,null,null,null,null,null,"2014-10-07T08:59:59.999",{"$f":"\"\"","v":""},{"$f":"\"\"","v":""},{"$f":"\"\"","v":""},{"$f":"\"\"","v":""},{"$f":"\"\"","v":""},26,26,20,20,{"$f":"\"\"","v":""},{"$f":"\"\"","v":""},20,{"$f":"\"\"","v":""},{"$f":"\"\"","v":""}]
[null,null,null,null,null,null,null,null,null,null,null,null,null,null,null,null,null,null,null,null,null,null,null,null,null,null,null,null,null,null,null,null,null,null,null,null,null,null,null,null,null,null,null,null,null,null,null,null,null,null,null,null,null,null,null,null,null,null,null,null,null,null,null,null,null,null,null,null,null,null,null,null,null,"2014-10-08T01:59:59.999",{"$f":"\"\"","v":""},{"$f":"\"\"","v":""},{"$f":"\"\"","v":""},{"$f":"\"\"","v":""},{"$f":"\"\"","v":""},"","","","",{"$f":"\"\"","v":""},{"$f":"\"\"","v":""},"",{"$f":"\"\"","v":""},{"$f":"\"\"","v":""}]
[null,null,null,null,null,null,null,null,null,null,null,null,null,null,null,null,null,null,null,null,null,null,null,null,null,null,null,null,null,null,null,null,null,null,null,null,null,null,null,null,null,null,null,null,null,null,null,null,null,null,null,null,null,null,null,null,null,null,null,null,null,null,null,null,null,null,null,null,null,null,null,null,null,"2014-10-09T11:59:59.999",{"$f":"\"\"","v":""},{"$f":"\"\"","v":""},{"$f":"\"\"","v":""},{"$f":"\"\"","v":""},{"$f":"\"\"","v":""},26,26,20,20,{"$f":"\"\"","v":""},{"$f":"\"\"","v":""},20,{"$f":"\"\"","v":""},{"$f":"\"\"","v":""}]
[null,null,null,null,null,null,null,null,null,null,null,null,null,null,null,null,null,null,null,null,null,null,null,null,null,null,null,null,null,null,null,null,null,null,null,null,null,null,null,null,null,null,null,null,null,null,null,null,null,null,null,null,null,null,null,null,null,null,null,null,null,null,null,null,null,null,null,null,null,null,null,null,null,"2014-10-10T22:59:59.999",{"$f":"\"\"","v":""},{"$f":"\"\"","v":""},{"$f":"\"\"","v":""},{"$f":"\"\"","v":""},{"$f":"\"\"","v":""},26,26,20,20,{"$f":"\"\"","v":""},{"$f":"\"\"","v":""},20,{"$f":"\"\"","v":""},{"$f":"\"\"","v":""}]
[null,null,null,null,null,null,null,null,null,null,null,null,null,null,null,null,null,null,null,null,null,null,null,null,null,null,null,null,null,null,null,null,null,null,null,null,null,null,null,null,null,null,null,null,null,null,null,null,null,null,null,null,null,null,null,null,null,null,null,null,null,null,null,null,null,null,null,null,null,null,null,null,null,"2014-10-13T01:59:59.999",{"$f":"\"\"","v":""},{"$f":"\"\"","v":""},{"$f":"\"\"","v":""},{"$f":"\"\"","v":""},{"$f":"\"\"","v":""},{"$f":"CB6820","v":""},"","","",{"$f":"\"\"","v":""},{"$f":"\"\"","v":""},"",{"$f":"\"\"","v":""},{"$f":"\"\"","v":""}]
[null,null,null,null,null,null,null,null,null,null,null,null,null,null,null,null,null,null,null,null,null,null,null,null,null,null,null,null,null,null,null,null,null,null,null,null,null,null,null,null,null,null,null,null,null,null,null,null,null,null,null,null,null,null,null,null,null,null,null,null,null,null,null,null,null,null,null,null,null,null,null,null,null,"2014-10-13T18:59:59.999",{"$f":"\"\"","v":""},{"$f":"\"\"","v":""},{"$f":"\"\"","v":""},{"$f":"\"\"","v":""},{"$f":"\"\"","v":""},26,26,20,20,{"$f":"\"\"","v":""},{"$f":"\"\"","v":""},20,{"$f":"\"\"","v":""},{"$f":"\"\"","v":""}]
[null,null,null,null,null,null,null,null,null,null,null,null,null,null,null,null,null,null,null,null,null,null,null,null,null,null,null,null,null,null,null,null,null,null,null,null,null,null,null,null,null,null,null,null,null,null,null,null,null,null,null,null,null,null,null,null,null,null,null,null,null,null,null,null,null,null,null,null,null,null,null,null,null,"2014-10-15T07:59:59.999",{"$f":"\"\"","v":""},{"$f":"\"\"","v":""},{"$f":"\"\"","v":""},{"$f":"\"\"","v":""},{"$f":"\"\"","v":""},26,26,20,20,{"$f":"\"\"","v":""},{"$f":"\"\"","v":""},20,{"$f":"\"\"","v":""},{"$f":"\"\"","v":""}]
[null,null,null,null,null,null,null,null,null,null,null,null,null,null,null,null,null,null,null,null,null,null,null,null,null,null,null,null,null,null,null,null,null,null,null,null,null,null,null,null,null,null,null,null,null,null,null,null,null,null,null,null,null,null,null,null,null,null,null,null,null,null,null,null,null,null,null,null,null,null,null,null,null,"2014-10-17T07:59:59.999",{"$f":"\"\"","v":""},{"$f":"\"\"","v":""},{"$f":"\"\"","v":""},{"$f":"\"\"","v":""},{"$f":"\"\"","v":""},26,26,20,20,{"$f":"\"\"","v":""},{"$f":"\"\"","v":""},20,{"$f":"\"\"","v":""},{"$f":"\"\"","v":""}]
[null,null,null,null,null,null,null,null,null,null,null,null,null,null,null,null,null,null,null,null,null,null,null,null,null,null,null,null,null,null,null,null,null,null,null,null,null,null,null,null,null,null,null,null,null,null,null,null,null,null,null,null,null,null,null,null,null,null,null,null,null,null,null,null,null,null,null,null,null,null,null,null,null,"2014-10-18T00:59:59.999",{"$f":"\"\"","v":""},{"$f":"\"\"","v":""},{"$f":"\"\"","v":""},{"$f":"\"\"","v":""},{"$f":"\"\"","v":""},"","","","",{"$f":"\"\"","v":""},{"$f":"\"\"","v":""},"",{"$f":"\"\"","v":""},{"$f":"\"\"","v":""}]
[null,null,null,null,null,null,null,null,null,null,null,null,null,null,null,null,null,null,null,null,null,null,null,null,null,null,null,null,null,null,null,null,null,null,null,null,null,null,null,null,null,null,null,null,null,null,null,null,null,null,null,null,null,null,null,null,null,null,null,null,null,null,null,null,null,null,null,null,null,null,null,null,null,"2014-10-19T11:59:59.999",{"$f":"\"\"","v":""},{"$f":"\"\"","v":""},{"$f":"\"\"","v":""},{"$f":"\"\"","v":""},{"$f":"\"\"","v":""},26,26,20,20,{"$f":"\"\"","v":""},{"$f":"\"\"","v":""},20,{"$f":"\"\"","v":""},{"$f":"\"\"","v":""}]
[null,null,null,null,null,null,null,null,null,null,null,null,null,null,null,null,null,null,null,null,null,null,null,null,null,null,null,null,null,null,null,null,null,null,null,null,null,null,null,null,null,null,null,null,null,null,null,null,null,null,null,null,null,null,null,null,null,null,null,null,null,null,null,null,null,null,null,null,null,null,null,null,null,"2014-10-21T14:59:59.999",{"$f":"\"\"","v":""},{"$f":"\"\"","v":""},{"$f":"\"\"","v":""},{"$f":"\"\"","v":""},{"$f":"\"\"","v":""},"","","","",{"$f":"\"\"","v":""},{"$f":"\"\"","v":""},"",{"$f":"\"\"","v":""},{"$f":"\"\"","v":""}]
[null,null,null,null,null,null,null,null,null,null,null,null,null,null,null,null,null,null,null,null,null,null,null,null,null,null,null,null,null,null,null,null,null,null,null,null,null,null,null,null,null,null,null,null,null,null,null,null,null,null,null,null,null,null,null,null,null,null,null,null,null,null,null,null,null,null,null,null,null,null,null,null,null,"2014-10-22T13:59:59.999",{"$f":"\"\"","v":""},{"$f":"\"\"","v":""},{"$f":"\"\"","v":""},{"$f":"\"\"","v":""},{"$f":"\"\"","v":""},"","","","",{"$f":"\"\"","v":""},{"$f":"\"\"","v":""},"",{"$f":"\"\"","v":""},{"$f":"\"\"","v":""}]
[null,null,null,null,null,null,null,null,null,null,null,null,null,null,null,null,null,null,null,null,null,null,null,null,null,null,null,null,null,null,null,null,null,null,null,null,null,null,null,null,null,null,null,null,null,null,null,null,null,null,null,null,null,null,null,null,null,null,null,null,null,null,null,null,null,null,null,null,null,null,null,null,null,"2014-10-23T17:59:59.999",{"$f":"\"\"","v":""},{"$f":"\"\"","v":""},{"$f":"\"\"","v":""},{"$f":"\"\"","v":""},{"$f":"\"\"","v":""},{"$f":"\"\"","v":""},{"$f":"CC7076","v":26},20,20,{"$f":"\"\"","v":""},{"$f":"\"\"","v":""},20,{"$f":"\"\"","v":""},{"$f":"\"\"","v":""}]
[null,null,null,null,null,null,null,null,null,null,null,null,null,null,null,null,null,null,null,null,null,null,null,null,null,null,null,null,null,null,null,null,null,null,null,null,null,null,null,null,null,null,null,null,null,null,null,null,null,null,null,null,null,null,null,null,null,null,null,null,null,null,null,null,null,null,null,null,null,null,null,null,null,"2014-10-25T20:59:59.999",{"$f":"\"\"","v":""},{"$f":"\"\"","v":""},{"$f":"\"\"","v":""},{"$f":"\"\"","v":""},{"$f":"\"\"","v":""},{"$f":"\"\"","v":""},26,20,20,{"$f":"\"\"","v":""},{"$f":"\"\"","v":""},20,{"$f":"\"\"","v":""},{"$f":"\"\"","v":""}]
[null,null,null,null,null,null,null,null,null,null,null,null,null,null,null,null,null,null,null,null,null,null,null,null,null,null,null,null,null,null,null,null,null,null,null,null,null,null,null,null,null,null,null,null,null,null,null,null,null,null,null,null,null,null,null,null,null,null,null,null,null,null,null,null,null,null,null,null,null,null,null,null,null,"2014-10-27T07:59:59.998",{"$f":"\"\"","v":""},{"$f":"\"\"","v":""},{"$f":"\"\"","v":""},{"$f":"\"\"","v":""},{"$f":"\"\"","v":""},{"$f":"\"\"","v":""},26,20,20,{"$f":"\"\"","v":""},{"$f":"\"\"","v":""},20,{"$f":"\"\"","v":""},{"$f":"\"\"","v":""}]
[null,null,null,null,null,null,null,null,null,null,null,null,null,null,null,null,null,null,null,null,null,null,null,null,null,null,null,null,null,null,null,null,null,null,null,null,null,null,null,null,null,null,null,null,null,null,null,null,null,null,null,null,null,null,null,null,null,null,null,null,null,null,null,null,null,null,null,null,null,null,null,null,null,"2014-10-28T00:59:59.998",{"$f":"\"\"","v":""},{"$f":"\"\"","v":""},{"$f":"\"\"","v":""},{"$f":"\"\"","v":""},{"$f":"\"\"","v":""},{"$f":"\"\"","v":""},"","","",{"$f":"\"\"","v":""},{"$f":"\"\"","v":""},"",{"$f":"\"\"","v":""},{"$f":"\"\"","v":""}]
[null,null,null,null,null,null,null,null,null,null,null,null,null,null,null,null,null,null,null,null,null,null,null,null,null,null,null,null,null,null,null,null,null,null,null,null,null,null,null,null,null,null,null,null,null,null,null,null,null,null,null,null,null,null,null,null,null,null,null,null,null,null,null,null,null,null,null,null,null,null,null,null,null,"2014-10-29T19:59:59.998",{"$f":"\"\"","v":""},{"$f":"\"\"","v":""},{"$f":"\"\"","v":""},{"$f":"\"\"","v":""},{"$f":"\"\"","v":""},{"$f":"\"\"","v":""},26,20,20,{"$f":"\"\"","v":""},{"$f":"\"\"","v":""},20,{"$f":"\"\"","v":""},{"$f":"\"\"","v":""}]
[null,null,null,null,null,null,null,null,null,null,null,null,null,null,null,null,null,null,null,null,null,null,null,null,null,null,null,null,null,null,null,null,null,null,null,null,null,null,null,null,null,null,null,null,null,null,null,null,null,null,null,null,null,null,null,null,null,null,null,null,null,null,null,null,null,null,null,null,null,null,null,null,null,"2014-10-31T13:59:59.998",{"$f":"\"\"","v":""},{"$f":"\"\"","v":""},{"$f":"\"\"","v":""},{"$f":"\"\"","v":""},{"$f":"\"\"","v":""},{"$f":"\"\"","v":""},"","","",{"$f":"\"\"","v":""},{"$f":"\"\"","v":""},"",{"$f":"\"\"","v":""},{"$f":"\"\"","v":""}]
[null,null,null,null,null,null,null,null,null,null,null,null,null,null,null,null,null,null,null,null,null,null,null,null,null,null,null,null,null,null,null,null,null,null,null,null,null,null,null,null,null,null,null,null,null,null,null,null,null,null,null,null,null,null,null,null,null,null,null,null,null,null,null,null,null,null,null,null,null,null,null,null,null,"2014-11-01T06:59:59.998",{"$f":"\"\"","v":""},{"$f":"\"\"","v":""},{"$f":"\"\"","v":""},{"$f":"\"\"","v":""},{"$f":"\"\"","v":""},{"$f":"\"\"","v":""},26,20,20,{"$f":"\"\"","v":""},{"$f":"\"\"","v":""},20,{"$f":"\"\"","v":""},{"$f":"\"\"","v":""}]
[null,null,null,null,null,null,null,null,null,null,null,null,null,null,null,null,null,null,null,null,null,null,null,null,null,null,null,null,null,null,null,null,null,null,null,null,null,null,null,null,null,null,null,null,null,null,null,null,null,null,null,null,null,null,null,null,null,null,null,null,null,null,null,null,null,null,null,null,null,null,null,null,null,"2014-11-02T17:59:59.998",{"$f":"\"\"","v":""},{"$f":"\"\"","v":""},{"$f":"\"\"","v":""},{"$f":"\"\"","v":""},{"$f":"\"\"","v":""},{"$f":"\"\"","v":""},{"$f":"CC7316","v":26},20,20,{"$f":"\"\"","v":""},{"$f":"\"\"","v":""},{"$f":"CH7316","v":20},{"$f":"\"\"","v":""},{"$f":"\"\"","v":""}]
[null,null,null,null,null,null,null,null,null,null,null,null,null,null,null,null,null,null,null,null,null,null,null,null,null,null,null,null,null,null,null,null,null,null,null,null,null,null,null,null,null,null,null,null,null,null,null,null,null,null,null,null,null,null,null,null,null,null,null,null,null,null,null,null,null,null,null,null,null,null,null,null,null,"2014-11-04T05:59:59.998",{"$f":"\"\"","v":""},{"$f":"\"\"","v":""},{"$f":"\"\"","v":""},{"$f":"\"\"","v":""},{"$f":"\"\"","v":""},{"$f":"\"\"","v":""},26,20,20,{"$f":"\"\"","v":""},{"$f":"\"\"","v":""},20,{"$f":"\"\"","v":""},{"$f":"\"\"","v":""}]
[null,null,null,null,null,null,null,null,null,null,null,null,null,null,null,null,null,null,null,null,null,null,null,null,null,null,null,null,null,null,null,null,null,null,null,null,null,null,null,null,null,null,null,null,null,null,null,null,null,null,null,null,null,null,null,null,null,null,null,null,null,null,null,null,null,null,null,null,null,null,null,null,null,"2014-11-05T12:59:59.998",{"$f":"\"\"","v":""},{"$f":"\"\"","v":""},{"$f":"\"\"","v":""},{"$f":"\"\"","v":""},{"$f":"\"\"","v":""},{"$f":"\"\"","v":""},26,20,20,{"$f":"\"\"","v":""},{"$f":"\"\"","v":""},20,{"$f":"\"\"","v":""},{"$f":"\"\"","v":""}]
[null,null,null,null,null,null,null,null,null,null,null,null,null,null,null,null,null,null,null,null,null,null,null,null,null,null,null,null,null,null,null,null,null,null,null,null,null,null,null,null,null,null,null,null,null,null,null,null,null,null,null,null,null,null,null,null,null,null,null,null,null,null,null,null,null,null,null,null,null,null,null,null,null,"2014-11-06T23:59:59.998",{"$f":"\"\"","v":""},{"$f":"\"\"","v":""},{"$f":"\"\"","v":""},{"$f":"\"\"","v":""},{"$f":"\"\"","v":""},{"$f":"\"\"","v":""},"","","",{"$f":"\"\"","v":""},{"$f":"\"\"","v":""},"",{"$f":"\"\"","v":""},{"$f":"\"\"","v":""}]
[null,null,null,null,null,null,null,null,null,null,null,null,null,null,null,null,null,null,null,null,null,null,null,null,null,null,null,null,null,null,null,null,null,null,null,null,null,null,null,null,null,null,null,null,null,null,null,null,null,null,null,null,null,null,null,null,null,null,null,null,null,null,null,null,null,null,null,null,null,null,null,null,null,{"$f":"BV7492+1/24","v":"2014-11-09T02:59:59.998"},{"$f":"\"\"","v":""},{"$f":"\"\"","v":""},{"$f":"\"\"","v":""},{"$f":"\"\"","v":""},{"$f":"\"\"","v":""},{"$f":"\"\"","v":""},"","","",{"$f":"\"\"","v":""},{"$f":"\"\"","v":""},"",{"$f":"\"\"","v":""},{"$f":"\"\"","v":""}]
[null,null,null,null,null,null,null,null,null,null,null,null,null,null,null,null,null,null,null,null,null,null,null,null,null,null,null,null,null,null,null,null,null,null,null,null,null,null,null,null,null,null,null,null,null,null,null,null,null,null,null,null,null,null,null,null,null,null,null,null,null,null,null,null,null,null,null,null,null,null,null,null,null,"2014-11-10T13:59:59.998",{"$f":"\"\"","v":""},{"$f":"\"\"","v":""},{"$f":"\"\"","v":""},{"$f":"\"\"","v":""},{"$f":"\"\"","v":""},{"$f":"\"\"","v":""},"","","",{"$f":"\"\"","v":""},{"$f":"\"\"","v":""},"",{"$f":"\"\"","v":""},{"$f":"\"\"","v":""}]
[null,null,null,null,null,null,null,null,null,null,null,null,null,null,null,null,null,null,null,null,null,null,null,null,null,null,null,null,null,null,null,null,null,null,null,null,null,null,null,null,null,null,null,null,null,null,null,null,null,null,null,null,null,null,null,null,null,null,null,null,null,null,null,null,null,null,null,null,null,null,null,null,null,"2014-11-11T11:59:59.998",{"$f":"\"\"","v":""},{"$f":"\"\"","v":""},{"$f":"\"\"","v":""},{"$f":"\"\"","v":""},{"$f":"\"\"","v":""},{"$f":"\"\"","v":""},26,20,20,{"$f":"\"\"","v":""},{"$f":"\"\"","v":""},20,{"$f":"\"\"","v":""},{"$f":"\"\"","v":""}]
[null,null,null,null,null,null,null,null,null,null,null,null,null,null,null,null,null,null,null,null,null,null,null,null,null,null,null,null,null,null,null,null,null,null,null,null,null,null,null,null,null,null,null,null,null,null,null,null,null,null,null,null,null,null,null,null,null,null,null,null,null,null,null,null,null,null,null,null,null,null,null,null,null,"2014-11-13T08:59:59.998",{"$f":"\"\"","v":""},{"$f":"\"\"","v":""},{"$f":"\"\"","v":""},{"$f":"\"\"","v":""},{"$f":"\"\"","v":""},{"$f":"\"\"","v":""},26,20,20,{"$f":"\"\"","v":""},{"$f":"\"\"","v":""},20,{"$f":"\"\"","v":""},{"$f":"\"\"","v":""}]
[null,null,null,null,null,null,null,null,null,null,null,null,null,null,null,null,null,null,null,null,null,null,null,null,null,null,null,null,null,null,null,null,null,null,null,null,null,null,null,null,null,null,null,null,null,null,null,null,null,null,null,null,null,null,null,null,null,null,null,null,null,null,null,null,null,null,null,null,null,null,null,null,null,"2014-11-14T19:59:59.998",{"$f":"\"\"","v":""},{"$f":"\"\"","v":""},{"$f":"\"\"","v":""},{"$f":"\"\"","v":""},{"$f":"\"\"","v":""},{"$f":"\"\"","v":""},26,20,20,{"$f":"\"\"","v":""},{"$f":"\"\"","v":""},20,{"$f":"\"\"","v":""},{"$f":"\"\"","v":""}]
[null,null,null,null,null,null,null,null,null,null,null,null,null,null,null,null,null,null,null,null,null,null,null,null,null,null,null,null,null,null,null,null,null,null,null,null,null,null,null,null,null,null,null,null,null,null,null,null,null,null,null,null,null,null,null,null,null,null,null,null,null,null,null,null,null,null,null,null,null,null,null,null,null,"2014-11-15T12:59:59.998",{"$f":"\"\"","v":""},{"$f":"\"\"","v":""},{"$f":"\"\"","v":""},{"$f":"\"\"","v":""},{"$f":"\"\"","v":""},{"$f":"\"\"","v":""},26,20,20,{"$f":"\"\"","v":""},{"$f":"\"\"","v":""},20,{"$f":"\"\"","v":""},{"$f":"\"\"","v":""}]
[null,null,null,null,null,null,null,null,null,null,null,null,null,null,null,null,null,null,null,null,null,null,null,null,null,null,null,null,null,null,null,null,null,null,null,null,null,null,null,null,null,null,null,null,null,null,null,null,null,null,null,null,null,null,null,null,null,null,null,null,null,null,null,null,null,null,null,null,null,null,null,null,null,"2014-11-17T15:59:59.998",{"$f":"\"\"","v":""},{"$f":"\"\"","v":""},{"$f":"\"\"","v":""},{"$f":"\"\"","v":""},{"$f":"\"\"","v":""},{"$f":"\"\"","v":""},26,20,20,{"$f":"\"\"","v":""},20,20,{"$f":"\"\"","v":""},{"$f":"\"\"","v":""}]
[null,null,null,null,null,null,null,null,null,null,null,null,null,null,null,null,null,null,null,null,null,null,null,null,null,null,null,null,null,null,null,null,null,null,null,null,null,null,null,null,null,null,null,null,null,null,null,null,null,null,null,null,null,null,null,null,null,null,null,null,null,null,null,null,null,null,null,null,null,null,null,null,null,"2014-11-18T17:59:59.998",{"$f":"\"\"","v":""},{"$f":"\"\"","v":""},{"$f":"\"\"","v":""},{"$f":"\"\"","v":""},{"$f":"\"\"","v":""},{"$f":"\"\"","v":""},{"$f":"CC7700","v":26},20,20,20,20,{"$f":"CH7700","v":20},{"$f":"\"\"","v":""},{"$f":"\"\"","v":""}]
[null,null,null,null,null,null,null,null,null,null,null,null,null,null,null,null,null,null,null,null,null,null,null,null,null,null,null,null,null,null,null,null,null,null,null,null,null,null,null,null,null,null,null,null,null,null,null,null,null,null,null,null,null,null,null,null,null,null,null,null,null,null,null,null,null,null,null,null,null,null,null,null,null,{"$f":"BV7748+1/24","v":"2014-11-19T18:59:59.998"},{"$f":"\"\"","v":""},{"$f":"\"\"","v":""},{"$f":"\"\"","v":""},{"$f":"\"\"","v":""},{"$f":"\"\"","v":""},{"$f":"\"\"","v":""},26,20,20,20,20,20,{"$f":"\"\"","v":""},{"$f":"\"\"","v":""}]
[null,null,null,null,null,null,null,null,null,null,null,null,null,null,null,null,null,null,null,null,null,null,null,null,null,null,null,null,null,null,null,null,null,null,null,null,null,null,null,null,null,null,null,null,null,null,null,null,null,null,null,null,null,null,null,null,null,null,null,null,null,null,null,null,null,null,null,null,null,null,null,null,null,"2014-11-21T05:59:59.998",{"$f":"\"\"","v":""},{"$f":"\"\"","v":""},{"$f":"\"\"","v":""},{"$f":"\"\"","v":""},{"$f":"\"\"","v":""},{"$f":"\"\"","v":""},26,20,20,20,20,20,{"$f":"\"\"","v":""},{"$f":"\"\"","v":""}]
[null,null,null,null,null,null,null,null,null,null,null,null,null,null,null,null,null,null,null,null,null,null,null,null,null,null,null,null,null,null,null,null,null,null,null,null,null,null,null,null,null,null,null,null,null,null,null,null,null,null,null,null,null,null,null,null,null,null,null,null,null,null,null,null,null,null,null,null,null,null,null,null,null,"2014-11-21T22:59:59.998",{"$f":"\"\"","v":""},{"$f":"\"\"","v":""},{"$f":"\"\"","v":""},{"$f":"\"\"","v":""},{"$f":"\"\"","v":""},{"$f":"\"\"","v":""},26,20,20,20,20,20,{"$f":"\"\"","v":""},{"$f":"\"\"","v":""}]
[null,null,null,null,null,null,null,null,null,null,null,null,null,null,null,null,null,null,null,null,null,null,null,null,null,null,null,null,null,null,null,null,null,null,null,null,null,null,null,null,null,null,null,null,null,null,null,null,null,null,null,null,null,null,null,null,null,null,null,null,null,null,null,null,null,null,null,null,null,null,null,null,null,"2014-11-24T01:59:59.998",{"$f":"\"\"","v":""},{"$f":"\"\"","v":""},{"$f":"\"\"","v":""},{"$f":"\"\"","v":""},{"$f":"\"\"","v":""},{"$f":"\"\"","v":""},{"$f":"CC7828","v":""},"","","","","",{"$f":"\"\"","v":""},{"$f":"\"\"","v":""}]
[null,null,null,null,null,null,null,null,null,null,null,null,null,null,null,null,null,null,null,null,null,null,null,null,null,null,null,null,null,null,null,null,null,null,null,null,null,null,null,null,null,null,null,null,null,null,null,null,null,null,null,null,null,null,null,null,null,null,null,null,null,null,null,null,null,null,null,null,null,null,null,null,null,"2014-11-25T23:59:59.998",{"$f":"\"\"","v":""},{"$f":"\"\"","v":""},{"$f":"\"\"","v":""},{"$f":"\"\"","v":""},{"$f":"\"\"","v":""},{"$f":"\"\"","v":""},"","","","","","",{"$f":"\"\"","v":""},{"$f":"\"\"","v":""}]
[null,null,null,null,null,null,null,null,null,null,null,null,null,null,null,null,null,null,null,null,null,null,null,null,null,null,null,null,null,null,null,null,null,null,null,null,null,null,null,null,null,null,null,null,null,null,null,null,null,null,null,null,null,null,null,null,null,null,null,null,null,null,null,null,null,null,null,null,null,null,null,null,null,"2014-11-26T04:59:59.998",{"$f":"\"\"","v":""},{"$f":"\"\"","v":""},{"$f":"\"\"","v":""},{"$f":"\"\"","v":""},{"$f":"\"\"","v":""},{"$f":"\"\"","v":""},"","","","","","",{"$f":"\"\"","v":""},{"$f":"\"\"","v":""}]
[null,null,null,null,null,null,null,null,null,null,null,null,null,null,null,null,null,null,null,null,null,null,null,null,null,null,null,null,null,null,null,null,null,null,null,null,null,null,null,null,null,null,null,null,null,null,null,null,null,null,null,null,null,null,null,null,null,null,null,null,null,null,null,null,null,null,null,null,null,null,null,null,null,"2014-11-27T15:59:59.998",{"$f":"\"\"","v":""},{"$f":"\"\"","v":""},{"$f":"\"\"","v":""},{"$f":"\"\"","v":""},{"$f":"\"\"","v":""},{"$f":"\"\"","v":""},26,20,20,20,20,20,{"$f":"\"\"","v":""},{"$f":"\"\"","v":""}]
[null,null,null,null,null,null,null,null,null,null,null,null,null,null,null,null,null,null,null,null,null,null,null,null,null,null,null,null,null,null,null,null,null,null,null,null,null,null,null,null,null,null,null,null,null,null,null,null,null,null,null,null,null,null,null,null,null,null,null,null,null,null,null,null,null,null,null,null,null,null,null,null,null,"2014-11-29T18:59:59.998",{"$f":"\"\"","v":""},{"$f":"\"\"","v":""},{"$f":"\"\"","v":""},{"$f":"\"\"","v":""},{"$f":"\"\"","v":""},{"$f":"\"\"","v":""},26,20,20,20,20,20,{"$f":"\"\"","v":""},{"$f":"\"\"","v":""}]
[null,null,null,null,null,null,null,null,null,null,null,null,null,null,null,null,null,null,null,null,null,null,null,null,null,null,null,null,null,null,null,null,null,null,null,null,null,null,null,null,null,null,null,null,null,null,null,null,null,null,null,null,null,null,null,null,null,null,null,null,null,null,null,null,null,null,null,null,null,null,null,null,null,"2014-11-30T11:59:59.998",{"$f":"\"\"","v":""},{"$f":"\"\"","v":""},{"$f":"\"\"","v":""},{"$f":"\"\"","v":""},{"$f":"\"\"","v":""},{"$f":"\"\"","v":""},26,20,20,20,20,20,{"$f":"\"\"","v":""},{"$f":"\"\"","v":""}]
[null,null,null,null,null,null,null,null,null,null,null,null,null,null,null,null,null,null,null,null,null,null,null,null,null,null,null,null,null,null,null,null,null,null,null,null,null,null,null,null,null,null,null,null,null,null,null,null,null,null,null,null,null,null,null,null,null,null,null,null,null,null,null,null,null,null,null,null,null,null,null,null,null,"2014-12-01T20:59:59.998",{"$f":"\"\"","v":""},{"$f":"\"\"","v":""},{"$f":"\"\"","v":""},{"$f":"\"\"","v":""},{"$f":"\"\"","v":""},{"$f":"\"\"","v":""},26,20,20,20,20,20,{"$f":"\"\"","v":""},{"$f":"\"\"","v":""}]
[null,null,null,null,null,null,null,null,null,null,null,null,null,null,null,null,null,null,null,null,null,null,null,null,null,null,null,null,null,null,null,null,null,null,null,null,null,null,null,null,null,null,null,null,null,null,null,null,null,null,null,null,null,null,null,null,null,null,null,null,null,null,null,null,null,null,null,null,null,null,null,null,null,"2014-12-04T00:59:59.998",{"$f":"\"\"","v":""},{"$f":"\"\"","v":""},{"$f":"\"\"","v":""},{"$f":"\"\"","v":""},{"$f":"\"\"","v":""},{"$f":"\"\"","v":""},"","","","","","",{"$f":"\"\"","v":""},{"$f":"\"\"","v":""}]
[null,null,null,null,null,null,null,null,null,null,null,null,null,null,null,null,null,null,null,null,null,null,null,null,null,null,null,null,null,null,null,null,null,null,null,null,null,null,null,null,null,null,null,null,null,null,null,null,null,null,null,null,null,null,null,null,null,null,null,null,null,null,null,null,null,null,null,null,null,null,null,null,null,"2014-12-04T17:59:59.998",{"$f":"\"\"","v":""},{"$f":"\"\"","v":""},{"$f":"\"\"","v":""},{"$f":"\"\"","v":""},{"$f":"\"\"","v":""},{"$f":"\"\"","v":""},{"$f":"CC8084","v":26},20,20,20,20,20,{"$f":"\"\"","v":""},{"$f":"\"\"","v":""}]
[null,null,null,null,null,null,null,null,null,null,null,null,null,null,null,null,null,null,null,null,null,null,null,null,null,null,null,null,null,null,null,null,null,null,null,null,null,null,null,null,null,null,null,null,null,null,null,null,null,null,null,null,null,null,null,null,null,null,null,null,null,null,null,null,null,null,null,null,null,null,null,null,null,"2014-12-06T04:59:59.998",{"$f":"\"\"","v":""},{"$f":"\"\"","v":""},{"$f":"\"\"","v":""},{"$f":"\"\"","v":""},{"$f":"\"\"","v":""},{"$f":"\"\"","v":""},"","","","","","",{"$f":"\"\"","v":""},{"$f":"\"\"","v":""}]
[null,null,null,null,null,null,null,null,null,null,null,null,null,null,null,null,null,null,null,null,null,null,null,null,null,null,null,null,null,null,null,null,null,null,null,null,null,null,null,null,null,null,null,null,null,null,null,null,null,null,null,null,null,null,null,null,null,null,null,null,null,null,null,null,null,null,null,null,null,null,null,null,null,"2014-12-08T07:59:59.998",{"$f":"\"\"","v":""},{"$f":"\"\"","v":""},{"$f":"\"\"","v":""},{"$f":"\"\"","v":""},{"$f":"\"\"","v":""},{"$f":"\"\"","v":""},26,20,20,20,20,20,{"$f":"\"\"","v":""},{"$f":"\"\"","v":""}]
[null,null,null,null,null,null,null,null,null,null,null,null,null,null,null,null,null,null,null,null,null,null,null,null,null,null,null,null,null,null,null,null,null,null,null,null,null,null,null,null,null,null,null,null,null,null,null,null,null,null,null,null,null,null,null,null,null,null,null,null,null,null,null,null,null,null,null,null,null,null,null,null,null,"2014-12-09T02:59:59.998",{"$f":"\"\"","v":""},{"$f":"\"\"","v":""},{"$f":"\"\"","v":""},{"$f":"\"\"","v":""},{"$f":"\"\"","v":""},{"$f":"\"\"","v":""},"","","","","","",{"$f":"\"\"","v":""},{"$f":"\"\"","v":""}]
[null,null,null,null,null,null,null,null,null,null,null,null,null,null,null,null,null,null,null,null,null,null,null,null,null,null,null,null,null,null,null,null,null,null,null,null,null,null,null,null,null,null,null,null,null,null,null,null,null,null,null,null,null,null,null,null,null,null,null,null,null,null,null,null,null,null,null,null,null,null,null,null,null,"2014-12-10T10:59:59.998",{"$f":"\"\"","v":""},{"$f":"\"\"","v":""},{"$f":"\"\"","v":""},{"$f":"\"\"","v":""},{"$f":"\"\"","v":""},{"$f":"\"\"","v":""},"","","","","","",{"$f":"\"\"","v":""},{"$f":"\"\"","v":""}]
[null,null,null,null,null,null,null,null,null,null,null,null,null,null,null,null,null,null,null,null,null,null,null,null,null,null,null,null,null,null,null,null,null,null,null,null,null,null,null,null,null,null,null,null,null,null,null,null,null,null,null,null,null,null,null,null,null,null,null,null,null,null,null,null,null,null,null,null,null,null,null,null,null,"2014-12-12T13:59:59.998",{"$f":"\"\"","v":""},{"$f":"\"\"","v":""},{"$f":"\"\"","v":""},{"$f":"\"\"","v":""},{"$f":"\"\"","v":""},{"$f":"\"\"","v":""},"","","","","","",{"$f":"\"\"","v":""},{"$f":"\"\"","v":""}]
[null,null,null,null,null,null,null,null,null,null,null,null,null,null,null,null,null,null,null,null,null,null,null,null,null,null,null,null,null,null,null,null,null,null,null,null,null,null,null,null,null,null,null,null,null,null,null,null,null,null,null,null,null,null,null,null,null,null,null,null,null,null,null,null,null,null,null,null,null,null,null,null,null,"2014-12-14T00:59:59.998",{"$f":"\"\"","v":""},{"$f":"\"\"","v":""},{"$f":"\"\"","v":""},{"$f":"\"\"","v":""},{"$f":"\"\"","v":""},{"$f":"\"\"","v":""},"","","","","","",{"$f":"\"\"","v":""},{"$f":"\"\"","v":""}]
[null,null,null,null,null,null,null,null,null,null,null,null,null,null,null,null,null,null,null,null,null,null,null,null,null,null,null,null,null,null,null,null,null,null,null,null,null,null,null,null,null,null,null,null,null,null,null,null,null,null,null,null,null,null,null,null,null,null,null,null,null,null,null,null,null,null,null,null,null,null,null,null,null,"2014-12-14T17:59:59.998",{"$f":"\"\"","v":""},{"$f":"\"\"","v":""},{"$f":"\"\"","v":""},{"$f":"\"\"","v":""},{"$f":"\"\"","v":""},{"$f":"\"\"","v":""},{"$f":"CC8324","v":26},20,20,20,20,20,{"$f":"\"\"","v":""},{"$f":"\"\"","v":""}]
[null,null,null,null,null,null,null,null,null,null,null,null,null,null,null,null,null,null,null,null,null,null,null,null,null,null,null,null,null,null,null,null,null,null,null,null,null,null,null,null,null,null,null,null,null,null,null,null,null,null,null,null,null,null,null,null,null,null,null,null,null,null,null,null,null,null,null,null,null,null,null,null,null,"2014-12-16T04:59:59.998",{"$f":"\"\"","v":""},{"$f":"\"\"","v":""},{"$f":"\"\"","v":""},{"$f":"\"\"","v":""},{"$f":"\"\"","v":""},{"$f":"\"\"","v":""},"","","","","","",{"$f":"\"\"","v":""},{"$f":"\"\"","v":""}]
[null,null,null,null,null,null,null,null,null,null,null,null,null,null,null,null,null,null,null,null,null,null,null,null,null,null,null,null,null,null,null,null,null,null,null,null,null,null,null,null,null,null,null,null,null,null,null,null,null,null,null,null,null,null,null,null,null,null,null,null,null,null,null,null,null,null,null,null,null,null,null,null,null,"2014-12-18T06:59:59.998",{"$f":"\"\"","v":""},{"$f":"\"\"","v":""},{"$f":"\"\"","v":""},{"$f":"\"\"","v":""},{"$f":"\"\"","v":""},{"$f":"\"\"","v":""},26,20,20,20,20,20,20,{"$f":"\"\"","v":""}]
[null,null,null,null,null,null,null,null,null,null,null,null,null,null,null,null,null,null,null,null,null,null,null,null,null,null,null,null,null,null,null,null,null,null,null,null,null,null,null,null,null,null,null,null,null,null,null,null,null,null,null,null,null,null,null,null,null,null,null,null,null,null,null,null,null,null,null,null,null,null,null,null,null,"2014-12-18T23:59:59.998",{"$f":"\"\"","v":""},{"$f":"\"\"","v":""},{"$f":"\"\"","v":""},{"$f":"\"\"","v":""},{"$f":"\"\"","v":""},{"$f":"\"\"","v":""},"","","","","","",{"$f":"\"\"","v":""},{"$f":"\"\"","v":""}]
[null,null,null,null,null,null,null,null,null,null,null,null,null,null,null,null,null,null,null,null,null,null,null,null,null,null,null,null,null,null,null,null,null,null,null,null,null,null,null,null,null,null,null,null,null,null,null,null,null,null,null,null,null,null,null,null,null,null,null,null,null,null,null,null,null,null,null,null,null,null,null,null,null,"2014-12-20T10:59:59.998",{"$f":"\"\"","v":""},{"$f":"\"\"","v":""},{"$f":"\"\"","v":""},{"$f":"\"\"","v":""},{"$f":"\"\"","v":""},{"$f":"\"\"","v":""},"","","","","","","",{"$f":"\"\"","v":""}]
[null,null,null,null,null,null,null,null,null,null,null,null,null,null,null,null,null,null,null,null,null,null,null,null,null,null,null,null,null,null,null,null,null,null,null,null,null,null,null,null,null,null,null,null,null,null,null,null,null,null,null,null,null,null,null,null,null,null,null,null,null,null,null,null,null,null,null,null,null,null,null,null,null,{"$f":"BV8516+1/24","v":"2014-12-21T18:59:59.998"},{"$f":"\"\"","v":""},{"$f":"\"\"","v":""},{"$f":"\"\"","v":""},{"$f":"\"\"","v":""},{"$f":"\"\"","v":""},{"$f":"\"\"","v":""},26,20,20,20,20,20,20,{"$f":"\"\"","v":""}]
[null,null,null,null,null,null,null,null,null,null,null,null,null,null,null,null,null,null,null,null,null,null,null,null,null,null,null,null,null,null,null,null,null,null,null,null,null,null,null,null,null,null,null,null,null,null,null,null,null,null,null,null,null,null,null,null,null,null,null,null,null,null,null,null,null,null,null,null,null,null,null,null,null,"2014-12-23T05:59:59.998",{"$f":"\"\"","v":""},{"$f":"\"\"","v":""},{"$f":"\"\"","v":""},{"$f":"\"\"","v":""},{"$f":"\"\"","v":""},{"$f":"\"\"","v":""},26,20,20,20,20,20,20,{"$f":"\"\"","v":""}]
[null,null,null,null,null,null,null,null,null,null,null,null,null,null,null,null,null,null,null,null,null,null,null,null,null,null,null,null,null,null,null,null,null,null,null,null,null,null,null,null,null,null,null,null,null,null,null,null,null,null,null,null,null,null,null,null,null,null,null,null,null,null,null,null,null,null,null,null,null,null,null,null,null,"2014-12-24T16:59:59.998",{"$f":"\"\"","v":""},{"$f":"\"\"","v":""},{"$f":"\"\"","v":""},{"$f":"\"\"","v":""},{"$f":"\"\"","v":""},{"$f":"\"\"","v":""},26,20,20,20,20,20,20,{"$f":"\"\"","v":""}]
[null,null,null,null,null,null,null,null,null,null,null,null,null,null,null,null,null,null,null,null,null,null,null,null,null,null,null,null,null,null,null,null,null,null,null,null,null,null,null,null,null,null,null,null,null,null,null,null,null,null,null,null,null,null,null,null,null,null,null,null,null,null,null,null,null,null,null,null,null,null,null,null,null,"2014-12-26T19:59:59.998",{"$f":"\"\"","v":""},{"$f":"\"\"","v":""},{"$f":"\"\"","v":""},{"$f":"\"\"","v":""},{"$f":"\"\"","v":""},{"$f":"\"\"","v":""},26,20,20,20,20,20,20,{"$f":"\"\"","v":""}]
[null,null,null,null,null,null,null,null,null,null,null,null,null,null,null,null,null,null,null,null,null,null,null,null,null,null,null,null,null,null,null,null,null,null,null,null,null,null,null,null,null,null,null,null,null,null,null,null,null,null,null,null,null,null,null,null,null,null,null,null,null,null,null,null,null,null,null,null,null,null,null,null,null,"2014-12-28T06:59:59.998",{"$f":"\"\"","v":""},{"$f":"\"\"","v":""},{"$f":"\"\"","v":""},{"$f":"\"\"","v":""},{"$f":"\"\"","v":""},{"$f":"\"\"","v":""},26,20,20,20,20,20,20,{"$f":"\"\"","v":""}]
[null,null,null,null,null,null,null,null,null,null,null,null,null,null,null,null,null,null,null,null,null,null,null,null,null,null,null,null,null,null,null,null,null,null,null,null,null,null,null,null,null,null,null,null,null,null,null,null,null,null,null,null,null,null,null,null,null,null,null,null,null,null,null,null,null,null,null,null,null,null,null,null,null,"2014-12-29T00:59:59.998",{"$f":"\"\"","v":""},{"$f":"\"\"","v":""},{"$f":"\"\"","v":""},{"$f":"\"\"","v":""},{"$f":"\"\"","v":""},{"$f":"\"\"","v":""},"","","","","","","",{"$f":"\"\"","v":""}]
[null,null,null,null,null,null,null,null,null,null,null,null,null,null,null,null,null,null,null,null,null,null,null,null,null,null,null,null,null,null,null,null,null,null,null,null,null,null,null,null,null,null,null,null,null,null,null,null,null,null,null,null,null,null,null,null,null,null,null,null,null,null,null,null,null,null,null,null,null,null,null,null,null,"2014-12-31T01:59:59.998",{"$f":"\"\"","v":""},{"$f":"\"\"","v":""},{"$f":"\"\"","v":""},{"$f":"\"\"","v":""},{"$f":"\"\"","v":""},{"$f":"\"\"","v":""},"","","","","","","",{"$f":"\"\"","v":""}]
[null,null,null,null,null,null,null,null,null,null,null,null,null,null,null,null,null,null,null,null,null,null,null,null,null,null,null,null,null,null,null,null,null,null,null,null,null,null,null,null,null,null,null,null,null,null,null,null,null,null,null,null,null,null,null,null,null,null,null,null,null,null,null,null,null,null,null,null,null,null,null,null,null,"2015-01-01T12:59:59.998",{"$f":"\"\"","v":""},{"$f":"\"\"","v":""},{"$f":"\"\"","v":""},{"$f":"\"\"","v":""},{"$f":"\"\"","v":""},{"$f":"\"\"","v":""},{"$f":"\"\"","v":""},20,20,20,20,20,20,20]
[null,null,null,null,null,null,null,null,null,null,null,null,null,null,null,null,null,null,null,null,null,null,null,null,null,null,null,null,null,null,null,null,null,null,null,null,null,null,null,null,null,null,null,null,null,null,null,null,null,null,null,null,null,null,null,null,null,null,null,null,null,null,null,null,null,null,null,null,null,null,null,null,null,"2015-01-02T05:59:59.998",{"$f":"\"\"","v":""},{"$f":"\"\"","v":""},{"$f":"\"\"","v":""},{"$f":"\"\"","v":""},{"$f":"\"\"","v":""},{"$f":"\"\"","v":""},{"$f":"\"\"","v":""},20,20,20,20,20,20,20]
[null,null,null,null,null,null,null,null,null,null,null,null,null,null,null,null,null,null,null,null,null,null,null,null,null,null,null,null,null,null,null,null,null,null,null,null,null,null,null,null,null,null,null,null,null,null,null,null,null,null,null,null,null,null,null,null,null,null,null,null,null,null,null,null,null,null,null,null,null,null,null,null,null,"2015-01-04T08:59:59.998",{"$f":"\"\"","v":""},{"$f":"\"\"","v":""},{"$f":"\"\"","v":""},{"$f":"\"\"","v":""},{"$f":"\"\"","v":""},{"$f":"\"\"","v":""},{"$f":"\"\"","v":""},20,20,20,20,20,20,20]
[null,null,null,null,null,null,null,null,null,null,null,null,null,null,null,null,null,null,null,null,null,null,null,null,null,null,null,null,null,null,null,null,null,null,null,null,null,null,null,null,null,null,null,null,null,null,null,null,null,null,null,null,null,null,null,null,null,null,null,null,null,null,null,null,null,null,null,null,null,null,null,null,null,"2015-01-05T06:59:59.998",{"$f":"\"\"","v":""},{"$f":"\"\"","v":""},{"$f":"\"\"","v":""},{"$f":"\"\"","v":""},{"$f":"\"\"","v":""},{"$f":"\"\"","v":""},{"$f":"\"\"","v":""},20,20,20,20,20,20,20]
[null,null,null,null,null,null,null,null,null,null,null,null,null,null,null,null,null,null,null,null,null,null,null,null,null,null,null,null,null,null,null,null,null,null,null,null,null,null,null,null,null,null,null,null,null,null,null,null,null,null,null,null,null,null,null,null,null,null,null,null,null,null,null,null,null,null,null,null,null,null,null,null,null,"2015-01-06T11:59:59.998",{"$f":"\"\"","v":""},{"$f":"\"\"","v":""},{"$f":"\"\"","v":""},{"$f":"\"\"","v":""},{"$f":"\"\"","v":""},{"$f":"\"\"","v":""},{"$f":"\"\"","v":""},20,20,20,20,20,20,20]
[null,null,null,null,null,null,null,null,null,null,null,null,null,null,null,null,null,null,null,null,null,null,null,null,null,null,null,null,null,null,null,null,null,null,null,null,null,null,null,null,null,null,null,null,null,null,null,null,null,null,null,null,null,null,null,null,null,null,null,null,null,null,null,null,null,null,null,null,null,null,null,null,null,"2015-01-07T22:59:59.998",{"$f":"\"\"","v":""},{"$f":"\"\"","v":""},{"$f":"\"\"","v":""},{"$f":"\"\"","v":""},{"$f":"\"\"","v":""},{"$f":"\"\"","v":""},{"$f":"\"\"","v":""},20,20,20,20,20,20,20]
[null,null,null,null,null,null,null,null,null,null,null,null,null,null,null,null,null,null,null,null,null,null,null,null,null,null,null,null,null,null,null,null,null,null,null,null,null,null,null,null,null,null,null,null,null,null,null,null,null,null,null,null,null,null,null,null,null,null,null,null,null,null,null,null,null,null,null,null,null,null,null,null,null,"2015-01-10T01:59:59.998",{"$f":"\"\"","v":""},{"$f":"\"\"","v":""},{"$f":"\"\"","v":""},{"$f":"\"\"","v":""},{"$f":"\"\"","v":""},{"$f":"\"\"","v":""},{"$f":"\"\"","v":""},"","","","","","",{"$f":"\"\"","v":""}]
[null,null,null,null,null,null,null,null,null,null,null,null,null,null,null,null,null,null,null,null,null,null,null,null,null,null,null,null,null,null,null,null,null,null,null,null,null,null,null,null,null,null,null,null,null,null,null,null,null,null,null,null,null,null,null,null,null,null,null,null,null,null,null,null,null,null,null,null,null,null,null,null,null,"2015-01-10T18:59:59.998",{"$f":"\"\"","v":""},{"$f":"\"\"","v":""},{"$f":"\"\"","v":""},{"$f":"\"\"","v":""},{"$f":"\"\"","v":""},{"$f":"\"\"","v":""},{"$f":"\"\"","v":""},20,20,20,20,20,20,20]
[null,null,null,null,null,null,null,null,null,null,null,null,null,null,null,null,null,null,null,null,null,null,null,null,null,null,null,null,null,null,null,null,null,null,null,null,null,null,null,null,null,null,null,null,null,null,null,null,null,null,null,null,null,null,null,null,null,null,null,null,null,null,null,null,null,null,null,null,null,null,null,null,null,"2015-01-12T12:59:59.998",{"$f":"\"\"","v":""},{"$f":"\"\"","v":""},{"$f":"\"\"","v":""},{"$f":"\"\"","v":""},{"$f":"\"\"","v":""},{"$f":"\"\"","v":""},{"$f":"\"\"","v":""},20,20,20,20,20,20,20]
[null,null,null,null,null,null,null,null,null,null,null,null,null,null,null,null,null,null,null,null,null,null,null,null,null,null,null,null,null,null,null,null,null,null,null,null,null,null,null,null,null,null,null,null,null,null,null,null,null,null,null,null,null,null,null,null,null,null,null,null,null,null,null,null,null,null,null,null,null,null,null,null,null,"2015-01-14T07:59:59.998",{"$f":"\"\"","v":""},{"$f":"\"\"","v":""},{"$f":"\"\"","v":""},{"$f":"\"\"","v":""},{"$f":"\"\"","v":""},{"$f":"\"\"","v":""},{"$f":"\"\"","v":""},20,20,20,20,20,20,20]
[null,null,null,null,null,null,null,null,null,null,null,null,null,null,null,null,null,null,null,null,null,null,null,null,null,null,null,null,null,null,null,null,null,null,null,null,null,null,null,null,null,null,null,null,null,null,null,null,null,null,null,null,null,null,null,null,null,null,null,null,null,null,null,null,null,null,null,null,null,null,null,null,null,"2015-01-15T18:59:59.998",{"$f":"\"\"","v":""},{"$f":"\"\"","v":""},{"$f":"\"\"","v":""},{"$f":"\"\"","v":""},{"$f":"\"\"","v":""},{"$f":"\"\"","v":""},{"$f":"\"\"","v":""},20,20,20,20,20,20,20]
[null,null,null,null,null,null,null,null,null,null,null,null,null,null,null,null,null,null,null,null,null,null,null,null,null,null,null,null,null,null,null,null,null,null,null,null,null,null,null,null,null,null,null,null,null,null,null,null,null,null,null,null,null,null,null,null,null,null,null,null,null,null,null,null,null,null,null,null,null,null,null,null,null,"2015-01-16T11:59:59.998",{"$f":"\"\"","v":""},{"$f":"\"\"","v":""},{"$f":"\"\"","v":""},{"$f":"\"\"","v":""},{"$f":"\"\"","v":""},{"$f":"\"\"","v":""},{"$f":"\"\"","v":""},20,20,20,20,20,20,20]
[null,null,null,null,null,null,null,null,null,null,null,null,null,null,null,null,null,null,null,null,null,null,null,null,null,null,null,null,null,null,null,null,null,null,null,null,null,null,null,null,null,null,null,null,null,null,null,null,null,null,null,null,null,null,null,null,null,null,null,null,null,null,null,null,null,null,null,null,null,null,null,null,null,"2015-01-18T14:59:59.998",{"$f":"\"\"","v":""},{"$f":"\"\"","v":""},{"$f":"\"\"","v":""},{"$f":"\"\"","v":""},{"$f":"\"\"","v":""},{"$f":"\"\"","v":""},{"$f":"\"\"","v":""},"","","","","","",{"$f":"\"\"","v":""}]
[null,null,null,null,null,null,null,null,null,null,null,null,null,null,null,null,null,null,null,null,null,null,null,null,null,null,null,null,null,null,null,null,null,null,null,null,null,null,null,null,null,null,null,null,null,null,null,null,null,null,null,null,null,null,null,null,null,null,null,null,null,null,null,null,null,null,null,null,null,null,null,null,null,"2015-01-19T18:59:59.998",{"$f":"\"\"","v":""},{"$f":"\"\"","v":""},{"$f":"\"\"","v":""},{"$f":"\"\"","v":""},{"$f":"\"\"","v":""},{"$f":"\"\"","v":""},{"$f":"\"\"","v":""},20,20,20,20,20,20,20]
[null,null,null,null,null,null,null,null,null,null,null,null,null,null,null,null,null,null,null,null,null,null,null,null,null,null,null,null,null,null,null,null,null,null,null,null,null,null,null,null,null,null,null,null,null,null,null,null,null,null,null,null,null,null,null,null,null,null,null,null,null,null,null,null,null,null,null,null,null,null,null,null,null,"2015-01-20T17:59:59.998",{"$f":"\"\"","v":""},{"$f":"\"\"","v":""},{"$f":"\"\"","v":""},{"$f":"\"\"","v":""},{"$f":"\"\"","v":""},{"$f":"\"\"","v":""},{"$f":"\"\"","v":""},20,20,20,20,20,20,20]
[null,null,null,null,null,null,null,null,null,null,null,null,null,null,null,null,null,null,null,null,null,null,null,null,null,null,null,null,null,null,null,null,null,null,null,null,null,null,null,null,null,null,null,null,null,null,null,null,null,null,null,null,null,null,null,null,null,null,null,null,null,null,null,null,null,null,null,null,null,null,null,null,null,"2015-01-21T10:59:59.998",{"$f":"\"\"","v":""},{"$f":"\"\"","v":""},{"$f":"\"\"","v":""},{"$f":"\"\"","v":""},{"$f":"\"\"","v":""},{"$f":"\"\"","v":""},{"$f":"\"\"","v":""},"","","","","","",{"$f":"\"\"","v":""}]
[null,null,null,null,null,null,null,null,null,null,null,null,null,null,null,null,null,null,null,null,null,null,null,null,null,null,null,null,null,null,null,null,null,null,null,null,null,null,null,null,null,null,null,null,null,null,null,null,null,null,null,null,null,null,null,null,null,null,null,null,null,null,null,null,null,null,null,null,null,null,null,null,null,"2015-01-22T21:59:59.998",{"$f":"\"\"","v":""},{"$f":"\"\"","v":""},{"$f":"\"\"","v":""},{"$f":"\"\"","v":""},{"$f":"\"\"","v":""},{"$f":"\"\"","v":""},{"$f":"\"\"","v":""},20,20,20,20,20,20,20]
[null,null,null,null,null,null,null,null,null,null,null,null,null,null,null,null,null,null,null,null,null,null,null,null,null,null,null,null,null,null,null,null,null,null,null,null,null,null,null,null,null,null,null,null,null,null,null,null,null,null,null,null,null,null,null,null,null,null,null,null,null,null,null,null,null,null,null,null,null,null,null,null,null,"2015-01-25T00:59:59.998",{"$f":"\"\"","v":""},{"$f":"\"\"","v":""},{"$f":"\"\"","v":""},{"$f":"\"\"","v":""},{"$f":"\"\"","v":""},{"$f":"\"\"","v":""},{"$f":"\"\"","v":""},"","","","","","",{"$f":"\"\"","v":""}]
[null,null,null,null,null,null,null,null,null,null,null,null,null,null,null,null,null,null,null,null,null,null,null,null,null,null,null,null,null,null,null,null,null,null,null,null,null,null,null,null,null,null,null,null,null,null,null,null,null,null,null,null,null,null,null,null,null,null,null,null,null,null,null,null,null,null,null,null,null,null,null,null,null,"2015-01-27T00:59:59.998",{"$f":"\"\"","v":""},{"$f":"\"\"","v":""},{"$f":"\"\"","v":""},{"$f":"\"\"","v":""},{"$f":"\"\"","v":""},{"$f":"\"\"","v":""},{"$f":"\"\"","v":""},"","","","","","",{"$f":"\"\"","v":""}]
[null,null,null,null,null,null,null,null,null,null,null,null,null,null,null,null,null,null,null,null,null,null,null,null,null,null,null,null,null,null,null,null,null,null,null,null,null,null,null,null,null,null,null,null,null,null,null,null,null,null,null,null,null,null,null,null,null,null,null,null,null,null,null,null,null,null,null,null,null,null,null,null,null,"2015-01-27T03:59:59.998",{"$f":"\"\"","v":""},{"$f":"\"\"","v":""},{"$f":"\"\"","v":""},{"$f":"\"\"","v":""},{"$f":"\"\"","v":""},{"$f":"\"\"","v":""},{"$f":"\"\"","v":""},"","","","","","",{"$f":"\"\"","v":""}]
[null,null,null,null,null,null,null,null,null,null,null,null,null,null,null,null,null,null,null,null,null,null,null,null,null,null,null,null,null,null,null,null,null,null,null,null,null,null,null,null,null,null,null,null,null,null,null,null,null,null,null,null,null,null,null,null,null,null,null,null,null,null,null,null,null,null,null,null,null,null,null,null,null,"2015-01-29T06:59:59.998",{"$f":"\"\"","v":""},{"$f":"\"\"","v":""},{"$f":"\"\"","v":""},{"$f":"\"\"","v":""},{"$f":"\"\"","v":""},{"$f":"\"\"","v":""},{"$f":"\"\"","v":""},20,20,20,20,20,20,20]
[null,null,null,null,null,null,null,null,null,null,null,null,null,null,null,null,null,null,null,null,null,null,null,null,null,null,null,null,null,null,null,null,null,null,null,null,null,null,null,null,null,null,null,null,null,null,null,null,null,null,null,null,null,null,null,null,null,null,null,null,null,null,null,null,null,null,null,null,null,null,null,null,null,"2015-01-30T17:59:59.998",{"$f":"\"\"","v":""},{"$f":"\"\"","v":""},{"$f":"\"\"","v":""},{"$f":"\"\"","v":""},{"$f":"\"\"","v":""},{"$f":"\"\"","v":""},{"$f":"\"\"","v":""},20,20,20,20,20,20,20]
[null,null,null,null,null,null,null,null,null,null,null,null,null,null,null,null,null,null,null,null,null,null,null,null,null,null,null,null,null,null,null,null,null,null,null,null,null,null,null,null,null,null,null,null,null,null,null,null,null,null,null,null,null,null,null,null,null,null,null,null,null,null,null,null,null,null,null,null,null,null,null,null,null,"2015-02-01T10:59:59.998",{"$f":"\"\"","v":""},{"$f":"\"\"","v":""},{"$f":"\"\"","v":""},{"$f":"\"\"","v":""},{"$f":"\"\"","v":""},{"$f":"\"\"","v":""},{"$f":"\"\"","v":""},"","","","","","",{"$f":"\"\"","v":""}]
[null,null,null,null,null,null,null,null,null,null,null,null,null,null,null,null,null,null,null,null,null,null,null,null,null,null,null,null,null,null,null,null,null,null,null,null,null,null,null,null,null,null,null,null,null,null,null,null,null,null,null,null,null,null,null,null,null,null,null,null,null,null,null,null,null,null,null,null,null,null,null,null,null,"2015-02-02T12:59:59.998",{"$f":"\"\"","v":""},{"$f":"\"\"","v":""},{"$f":"\"\"","v":""},{"$f":"\"\"","v":""},{"$f":"\"\"","v":""},{"$f":"\"\"","v":""},{"$f":"\"\"","v":""},20,20,20,20,20,20,20]
[null,null,null,null,null,null,null,null,null,null,null,null,null,null,null,null,null,null,null,null,null,null,null,null,null,null,null,null,null,null,null,null,null,null,null,null,null,null,null,null,null,null,null,null,null,null,null,null,null,null,null,null,null,null,null,null,null,null,null,null,null,null,null,null,null,null,null,null,null,null,null,null,null,"2015-02-03T23:59:59.998",{"$f":"\"\"","v":""},{"$f":"\"\"","v":""},{"$f":"\"\"","v":""},{"$f":"\"\"","v":""},{"$f":"\"\"","v":""},{"$f":"\"\"","v":""},{"$f":"\"\"","v":""},"","","","","","",{"$f":"\"\"","v":""}]
[null,null,null,null,null,null,null,null,null,null,null,null,null,null,null,null,null,null,null,null,null,null,null,null,null,null,null,null,null,null,null,null,null,null,null,null,null,null,null,null,null,null,null,null,null,null,null,null,null,null,null,null,null,null,null,null,null,null,null,null,null,null,null,null,null,null,null,null,null,null,null,null,null,"2015-02-04T16:59:59.998",{"$f":"\"\"","v":""},{"$f":"\"\"","v":""},{"$f":"\"\"","v":""},{"$f":"\"\"","v":""},{"$f":"\"\"","v":""},{"$f":"\"\"","v":""},{"$f":"\"\"","v":""},20,20,20,20,20,20,20]
[null,null,null,null,null,null,null,null,null,null,null,null,null,null,null,null,null,null,null,null,null,null,null,null,null,null,null,null,null,null,null,null,null,null,null,null,null,null,null,null,null,null,null,null,null,null,null,null,null,null,null,null,null,null,null,null,null,null,null,null,null,null,null,null,null,null,null,null,null,null,null,null,null,"2015-02-06T03:59:59.998",{"$f":"\"\"","v":""},{"$f":"\"\"","v":""},{"$f":"\"\"","v":""},{"$f":"\"\"","v":""},{"$f":"\"\"","v":""},{"$f":"\"\"","v":""},{"$f":"\"\"","v":""},"","","","","","",{"$f":"\"\"","v":""}]
[null,null,null,null,null,null,null,null,null,null,null,null,null,null,null,null,null,null,null,null,null,null,null,null,null,null,null,null,null,null,null,null,null,null,null,null,null,null,null,null,null,null,null,null,null,null,null,null,null,null,null,null,null,null,null,null,null,null,null,null,null,null,null,null,null,null,null,null,null,null,null,null,null,"2015-02-08T16:59:59.998",{"$f":"\"\"","v":""},{"$f":"\"\"","v":""},{"$f":"\"\"","v":""},{"$f":"\"\"","v":""},{"$f":"\"\"","v":""},{"$f":"\"\"","v":""},{"$f":"\"\"","v":""},20,20,20,20,20,20,20]
[null,null,null,null,null,null,null,null,null,null,null,null,null,null,null,null,null,null,null,null,null,null,null,null,null,null,null,null,null,null,null,null,null,null,null,null,null,null,null,null,null,null,null,null,null,null,null,null,null,null,null,null,null,null,null,null,null,null,null,null,null,null,null,null,null,null,null,null,null,null,null,null,null,"2015-02-08T22:59:59.998",{"$f":"\"\"","v":""},{"$f":"\"\"","v":""},{"$f":"\"\"","v":""},{"$f":"\"\"","v":""},{"$f":"\"\"","v":""},{"$f":"\"\"","v":""},{"$f":"\"\"","v":""},20,20,20,20,20,20,20]
[null,null,null,null,null,null,null,null,null,null,null,null,null,null,null,null,null,null,null,null,null,null,null,null,null,null,null,null,null,null,null,null,null,null,null,null,null,null,null,null,null,null,null,null,null,null,null,null,null,null,null,null,null,null,null,null,null,null,null,null,null,null,null,null,null,null,null,null,null,null,null,null,null,"2015-02-10T09:59:59.998",{"$f":"\"\"","v":""},{"$f":"\"\"","v":""},{"$f":"\"\"","v":""},{"$f":"\"\"","v":""},{"$f":"\"\"","v":""},{"$f":"\"\"","v":""},{"$f":"\"\"","v":""},"","","","","","",{"$f":"\"\"","v":""}]
[null,null,null,null,null,null,null,null,null,null,null,null,null,null,null,null,null,null,null,null,null,null,null,null,null,null,null,null,null,null,null,null,null,null,null,null,null,null,null,null,null,null,null,null,null,null,null,null,null,null,null,null,null,null,null,null,null,null,null,null,null,null,null,null,null,null,null,null,null,null,null,null,null,"2015-02-12T12:59:59.998",{"$f":"\"\"","v":""},{"$f":"\"\"","v":""},{"$f":"\"\"","v":""},{"$f":"\"\"","v":""},{"$f":"\"\"","v":""},{"$f":"\"\"","v":""},{"$f":"\"\"","v":""},20,20,20,20,20,20,20]
[null,null,null,null,null,null,null,null,null,null,null,null,null,null,null,null,null,null,null,null,null,null,null,null,null,null,null,null,null,null,null,null,null,null,null,null,null,null,null,null,null,null,null,null,null,null,null,null,null,null,null,null,null,null,null,null,null,null,null,null,null,null,null,null,null,null,null,null,null,null,null,null,null,"2015-02-13T23:59:59.998",{"$f":"\"\"","v":""},{"$f":"\"\"","v":""},{"$f":"\"\"","v":""},{"$f":"\"\"","v":""},{"$f":"\"\"","v":""},{"$f":"\"\"","v":""},{"$f":"\"\"","v":""},"","","","","","",{"$f":"\"\"","v":""}]
[null,null,null,null,null,null,null,null,null,null,null,null,null,null,null,null,null,null,null,null,null,null,null,null,null,null,null,null,null,null,null,null,null,null,null,null,null,null,null,null,null,null,null,null,null,null,null,null,null,null,null,null,null,null,null,null,null,null,null,null,null,null,null,null,null,null,null,null,null,null,null,null,null,"2015-02-14T13:59:59.998",{"$f":"\"\"","v":""},{"$f":"\"\"","v":""},{"$f":"\"\"","v":""},{"$f":"\"\"","v":""},{"$f":"\"\"","v":""},{"$f":"\"\"","v":""},{"$f":"\"\"","v":""},"","","","","","",{"$f":"\"\"","v":""}]
[null,null,null,null,null,null,null,null,null,null,null,null,null,null,null,null,null,null,null,null,null,null,null,null,null,null,null,null,null,null,null,null,null,null,null,null,null,null,null,null,null,null,null,null,null,null,null,null,null,null,null,null,null,null,null,null,null,null,null,null,null,null,null,null,null,null,null,null,null,null,null,null,null,"2015-02-16T18:59:59.998",{"$f":"\"\"","v":""},{"$f":"\"\"","v":""},{"$f":"\"\"","v":""},{"$f":"\"\"","v":""},{"$f":"\"\"","v":""},{"$f":"\"\"","v":""},{"$f":"\"\"","v":""},20,20,20,20,20,20,20]
[null,null,null,null,null,null,null,null,null,null,null,null,null,null,null,null,null,null,null,null,null,null,null,null,null,null,null,null,null,null,null,null,null,null,null,null,null,null,null,null,null,null,null,null,null,null,null,null,null,null,null,null,null,null,null,null,null,null,null,null,null,null,null,null,null,null,null,null,null,null,null,null,null,"2015-02-18T05:59:59.998",{"$f":"\"\"","v":""},{"$f":"\"\"","v":""},{"$f":"\"\"","v":""},{"$f":"\"\"","v":""},{"$f":"\"\"","v":""},{"$f":"\"\"","v":""},{"$f":"\"\"","v":""},20,20,20,20,20,20,20]
[null,null,null,null,null,null,null,null,null,null,null,null,null,null,null,null,null,null,null,null,null,null,null,null,null,null,null,null,null,null,null,null,null,null,null,null,null,null,null,null,null,null,null,null,null,null,null,null,null,null,null,null,null,null,null,null,null,null,null,null,null,null,null,null,null,null,null,null,null,null,null,null,null,"2015-02-18T22:59:59.998",{"$f":"\"\"","v":""},{"$f":"\"\"","v":""},{"$f":"\"\"","v":""},{"$f":"\"\"","v":""},{"$f":"\"\"","v":""},{"$f":"\"\"","v":""},{"$f":"\"\"","v":""},20,20,20,20,20,20,20]
[null,null,null,null,null,null,null,null,null,null,null,null,null,null,null,null,null,null,null,null,null,null,null,null,null,null,null,null,null,null,null,null,null,null,null,null,null,null,null,null,null,null,null,null,null,null,null,null,null,null,null,null,null,null,null,null,null,null,null,null,null,null,null,null,null,null,null,null,null,null,null,null,null,"2015-02-21T01:59:59.998",{"$f":"\"\"","v":""},{"$f":"\"\"","v":""},{"$f":"\"\"","v":""},{"$f":"\"\"","v":""},{"$f":"\"\"","v":""},{"$f":"\"\"","v":""},{"$f":"\"\"","v":""},"","","","","","",{"$f":"\"\"","v":""}]
[null,null,null,null,null,null,null,null,null,null,null,null,null,null,null,null,null,null,null,null,null,null,null,null,null,null,null,null,null,null,null,null,null,null,null,null,null,null,null,null,null,null,null,null,null,null,null,null,null,null,null,null,null,null,null,null,null,null,null,null,null,null,null,null,null,null,null,null,null,null,null,null,null,"2015-02-21T19:59:59.998",{"$f":"\"\"","v":""},{"$f":"\"\"","v":""},{"$f":"\"\"","v":""},{"$f":"\"\"","v":""},{"$f":"\"\"","v":""},{"$f":"\"\"","v":""},{"$f":"\"\"","v":""},20,20,20,20,20,20,20]
[null,null,null,null,null,null,null,null,null,null,null,null,null,null,null,null,null,null,null,null,null,null,null,null,null,null,null,null,null,null,null,null,null,null,null,null,null,null,null,null,null,null,null,null,null,null,null,null,null,null,null,null,null,null,null,null,null,null,null,null,null,null,null,null,null,null,null,null,null,null,null,null,null,"2015-02-23T04:59:59.998",{"$f":"\"\"","v":""},{"$f":"\"\"","v":""},{"$f":"\"\"","v":""},{"$f":"\"\"","v":""},{"$f":"\"\"","v":""},{"$f":"\"\"","v":""},{"$f":"\"\"","v":""},"","","","","","",{"$f":"\"\"","v":""}]
[null,null,null,null,null,null,null,null,null,null,null,null,null,null,null,null,null,null,null,null,null,null,null,null,null,null,null,null,null,null,null,null,null,null,null,null,null,null,null,null,null,null,null,null,null,null,null,null,null,null,null,null,null,null,null,null,null,null,null,null,null,null,null,null,null,null,null,null,null,null,null,null,null,"2015-02-24T15:59:59.998",{"$f":"\"\"","v":""},{"$f":"\"\"","v":""},{"$f":"\"\"","v":""},{"$f":"\"\"","v":""},{"$f":"\"\"","v":""},{"$f":"\"\"","v":""},{"$f":"\"\"","v":""},20,20,20,20,20,20,20]
[null,null,null,null,null,null,null,null,null,null,null,null,null,null,null,null,null,null,null,null,null,null,null,null,null,null,null,null,null,null,null,null,null,null,null,null,null,null,null,null,null,null,null,null,null,null,null,null,null,null,null,null,null,null,null,null,null,null,null,null,null,null,null,null,null,null,null,null,null,null,null,null,null,"2015-02-26T18:59:59.998",{"$f":"\"\"","v":""},{"$f":"\"\"","v":""},{"$f":"\"\"","v":""},{"$f":"\"\"","v":""},{"$f":"\"\"","v":""},{"$f":"\"\"","v":""},{"$f":"\"\"","v":""},20,20,20,20,20,20,20]
[null,null,null,null,null,null,null,null,null,null,null,null,null,null,null,null,null,null,null,null,null,null,null,null,null,null,null,null,null,null,null,null,null,null,null,null,null,null,null,null,null,null,null,null,null,null,null,null,null,null,null,null,null,null,null,null,null,null,null,null,null,null,null,null,null,null,null,null,null,null,null,null,null,"2015-02-27T11:59:59.998",{"$f":"\"\"","v":""},{"$f":"\"\"","v":""},{"$f":"\"\"","v":""},{"$f":"\"\"","v":""},{"$f":"\"\"","v":""},{"$f":"\"\"","v":""},{"$f":"\"\"","v":""},20,20,20,20,20,20,20]
[null,null,null,null,null,null,null,null,null,null,null,null,null,null,null,null,null,null,null,null,null,null,null,null,null,null,null,null,null,null,null,null,null,null,null,null,null,null,null,null,null,null,null,null,null,null,null,null,null,null,null,null,null,null,null,null,null,null,null,null,null,null,null,null,null,null,null,null,null,null,null,null,null,"2015-03-01T01:59:59.998",{"$f":"\"\"","v":""},{"$f":"\"\"","v":""},{"$f":"\"\"","v":""},{"$f":"\"\"","v":""},{"$f":"\"\"","v":""},{"$f":"\"\"","v":""},{"$f":"\"\"","v":""},"","","","","","",{"$f":"\"\"","v":""}]
[null,null,null,null,null,null,null,null,null,null,null,null,null,null,null,null,null,null,null,null,null,null,null,null,null,null,null,null,null,null,null,null,null,null,null,null,null,null,null,null,null,null,null,null,null,null,null,null,null,null,null,null,null,null,null,null,null,null,null,null,null,null,null,null,null,null,null,null,null,null,null,null,null,"2015-03-03T00:59:59.998",{"$f":"\"\"","v":""},{"$f":"\"\"","v":""},{"$f":"\"\"","v":""},{"$f":"\"\"","v":""},{"$f":"\"\"","v":""},{"$f":"\"\"","v":""},{"$f":"\"\"","v":""},"","","","","","",{"$f":"\"\"","v":""}]
[null,null,null,null,null,null,null,null,null,null,null,null,null,null,null,null,null,null,null,null,null,null,null,null,null,null,null,null,null,null,null,null,null,null,null,null,null,null,null,null,null,null,null,null,null,null,null,null,null,null,null,null,null,null,null,null,null,null,null,null,null,null,null,null,null,null,null,null,null,null,null,null,null,"2015-03-04T11:59:59.998",{"$f":"\"\"","v":""},{"$f":"\"\"","v":""},{"$f":"\"\"","v":""},{"$f":"\"\"","v":""},{"$f":"\"\"","v":""},{"$f":"\"\"","v":""},{"$f":"\"\"","v":""},20,20,20,20,20,20,20]
[null,null,null,null,null,null,null,null,null,null,null,null,null,null,null,null,null,null,null,null,null,null,null,null,null,null,null,null,null,null,null,null,null,null,null,null,null,null,null,null,null,null,null,null,null,null,null,null,null,null,null,null,null,null,null,null,null,null,null,null,null,null,null,null,null,null,null,null,null,null,null,null,null,"2015-03-05T04:59:59.998",{"$f":"\"\"","v":""},{"$f":"\"\"","v":""},{"$f":"\"\"","v":""},{"$f":"\"\"","v":""},{"$f":"\"\"","v":""},{"$f":"\"\"","v":""},{"$f":"\"\"","v":""},"","","","","","",{"$f":"\"\"","v":""}]
[null,null,null,null,null,null,null,null,null,null,null,null,null,null,null,null,null,null,null,null,null,null,null,null,null,null,null,null,null,null,null,null,null,null,null,null,null,null,null,null,null,null,null,null,null,null,null,null,null,null,null,null,null,null,null,null,null,null,null,null,null,null,null,null,null,null,null,null,null,null,null,null,null,"2015-03-07T07:59:59.998",{"$f":"\"\"","v":""},{"$f":"\"\"","v":""},{"$f":"\"\"","v":""},{"$f":"\"\"","v":""},{"$f":"\"\"","v":""},{"$f":"\"\"","v":""},26,20,20,20,20,20,20,{"$f":"\"\"","v":""}]
[null,null,null,null,null,null,null,null,null,null,null,null,null,null,null,null,null,null,null,null,null,null,null,null,null,null,null,null,null,null,null,null,null,null,null,null,null,null,null,null,null,null,null,null,null,null,null,null,null,null,null,null,null,null,null,null,null,null,null,null,null,null,null,null,null,null,null,null,null,null,null,null,null,"2015-03-08T07:59:59.998",{"$f":"\"\"","v":""},{"$f":"\"\"","v":""},{"$f":"\"\"","v":""},{"$f":"\"\"","v":""},{"$f":"\"\"","v":""},{"$f":"\"\"","v":""},26,20,20,20,20,20,20,{"$f":"\"\"","v":""}]
[null,null,null,null,null,null,null,null,null,null,null,null,null,null,null,null,null,null,null,null,null,null,null,null,null,null,null,null,null,null,null,null,null,null,null,null,null,null,null,null,null,null,null,null,null,null,null,null,null,null,null,null,null,null,null,null,null,null,null,null,null,null,null,null,null,null,null,null,null,null,null,null,null,"2015-03-09T10:59:59.998",{"$f":"\"\"","v":""},{"$f":"\"\"","v":""},{"$f":"\"\"","v":""},{"$f":"\"\"","v":""},{"$f":"\"\"","v":""},{"$f":"\"\"","v":""},"","","","","","","",{"$f":"\"\"","v":""}]
[null,null,null,null,null,null,null,null,null,null,null,null,null,null,null,null,null,null,null,null,null,null,null,null,null,null,null,null,null,null,null,null,null,null,null,null,null,null,null,null,null,null,null,null,null,null,null,null,null,null,null,null,null,null,null,null,null,null,null,null,null,null,null,null,null,null,null,null,null,null,null,null,null,"2015-03-11T13:59:59.998",{"$f":"\"\"","v":""},{"$f":"\"\"","v":""},{"$f":"\"\"","v":""},{"$f":"\"\"","v":""},{"$f":"\"\"","v":""},{"$f":"\"\"","v":""},"","","","","","","",{"$f":"\"\"","v":""}]
[null,null,null,null,null,null,null,null,null,null,null,null,null,null,null,null,null,null,null,null,null,null,null,null,null,null,null,null,null,null,null,null,null,null,null,null,null,null,null,null,null,null,null,null,null,null,null,null,null,null,null,null,null,null,null,null,null,null,null,null,null,null,null,null,null,null,null,null,null,null,null,null,null,"2015-03-13T00:59:59.998",{"$f":"\"\"","v":""},{"$f":"\"\"","v":""},{"$f":"\"\"","v":""},{"$f":"\"\"","v":""},{"$f":"\"\"","v":""},{"$f":"\"\"","v":""},{"$f":"CC10443","v":""},"","","","","","",{"$f":"\"\"","v":""}]
[null,null,null,null,null,null,null,null,null,null,null,null,null,null,null,null,null,null,null,null,null,null,null,null,null,null,null,null,null,null,null,null,null,null,null,null,null,null,null,null,null,null,null,null,null,null,null,null,null,null,null,null,null,null,null,null,null,null,null,null,null,null,null,null,null,null,null,null,null,null,null,null,null,"2015-03-13T17:59:59.998",{"$f":"\"\"","v":""},{"$f":"\"\"","v":""},{"$f":"\"\"","v":""},{"$f":"\"\"","v":""},{"$f":"\"\"","v":""},{"$f":"\"\"","v":""},26,20,20,20,20,20,20,{"$f":"\"\"","v":""}]
[null,null,null,null,null,null,null,null,null,null,null,null,null,null,null,null,null,null,null,null,null,null,null,null,null,null,null,null,null,null,null,null,null,null,null,null,null,null,null,null,null,null,null,null,null,null,null,null,null,null,null,null,null,null,null,null,null,null,null,null,null,null,null,null,null,null,null,null,null,null,null,null,null,"2015-03-15T13:59:59.998",{"$f":"\"\"","v":""},{"$f":"\"\"","v":""},{"$f":"\"\"","v":""},{"$f":"\"\"","v":""},{"$f":"\"\"","v":""},{"$f":"\"\"","v":""},"","","","","","",{"$f":"\"\"","v":""},{"$f":"\"\"","v":""}]
[null,null,null,null,null,null,null,null,null,null,null,null,null,null,null,null,null,null,null,null,null,null,null,null,null,null,null,null,null,null,null,null,null,null,null,null,null,null,null,null,null,null,null,null,null,null,null,null,null,null,null,null,null,null,null,null,null,null,null,null,null,null,null,null,null,null,null,null,null,null,null,null,null,"2015-03-17T06:59:59.998",{"$f":"\"\"","v":""},{"$f":"\"\"","v":""},{"$f":"\"\"","v":""},{"$f":"\"\"","v":""},{"$f":"\"\"","v":""},{"$f":"\"\"","v":""},26,20,20,20,20,20,{"$f":"\"\"","v":""},{"$f":"\"\"","v":""}]
[null,null,null,null,null,null,null,null,null,null,null,null,null,null,null,null,null,null,null,null,null,null,null,null,null,null,null,null,null,null,null,null,null,null,null,null,null,null,null,null,null,null,null,null,null,null,null,null,null,null,null,null,null,null,null,null,null,null,null,null,null,null,null,null,null,null,null,null,null,null,null,null,null,"2015-03-17T23:59:59.998",{"$f":"\"\"","v":""},{"$f":"\"\"","v":""},{"$f":"\"\"","v":""},{"$f":"\"\"","v":""},{"$f":"\"\"","v":""},{"$f":"\"\"","v":""},"","","","","","",{"$f":"\"\"","v":""},{"$f":"\"\"","v":""}]
[null,null,null,null,null,null,null,null,null,null,null,null,null,null,null,null,null,null,null,null,null,null,null,null,null,null,null,null,null,null,null,null,null,null,null,null,null,null,null,null,null,null,null,null,null,null,null,null,null,null,null,null,null,null,null,null,null,null,null,null,null,null,null,null,null,null,null,null,null,null,null,null,null,"2015-03-19T10:59:59.998",{"$f":"\"\"","v":""},{"$f":"\"\"","v":""},{"$f":"\"\"","v":""},{"$f":"\"\"","v":""},{"$f":"\"\"","v":""},{"$f":"\"\"","v":""},"","","","","","",{"$f":"\"\"","v":""},{"$f":"\"\"","v":""}]
[null,null,null,null,null,null,null,null,null,null,null,null,null,null,null,null,null,null,null,null,null,null,null,null,null,null,null,null,null,null,null,null,null,null,null,null,null,null,null,null,null,null,null,null,null,null,null,null,null,null,null,null,null,null,null,null,null,null,null,null,null,null,null,null,null,null,null,null,null,null,null,null,null,"2015-03-20T23:59:59.998",{"$f":"\"\"","v":""},{"$f":"\"\"","v":""},{"$f":"\"\"","v":""},{"$f":"\"\"","v":""},{"$f":"\"\"","v":""},{"$f":"\"\"","v":""},"","","","","","",{"$f":"\"\"","v":""},{"$f":"\"\"","v":""}]
[null,null,null,null,null,null,null,null,null,null,null,null,null,null,null,null,null,null,null,null,null,null,null,null,null,null,null,null,null,null,null,null,null,null,null,null,null,null,null,null,null,null,null,null,null,null,null,null,null,null,null,null,null,null,null,null,null,null,null,null,null,null,null,null,null,null,null,null,null,null,null,null,null,"2015-03-22T05:59:59.998",{"$f":"\"\"","v":""},{"$f":"\"\"","v":""},{"$f":"\"\"","v":""},{"$f":"\"\"","v":""},{"$f":"\"\"","v":""},{"$f":"\"\"","v":""},26,20,20,20,20,20,{"$f":"\"\"","v":""},{"$f":"\"\"","v":""}]
[null,null,null,null,null,null,null,null,null,null,null,null,null,null,null,null,null,null,null,null,null,null,null,null,null,null,null,null,null,null,null,null,null,null,null,null,null,null,null,null,null,null,null,null,null,null,null,null,null,null,null,null,null,null,null,null,null,null,null,null,null,null,null,null,null,null,null,null,null,null,null,null,null,"2015-03-23T16:59:59.998",{"$f":"\"\"","v":""},{"$f":"\"\"","v":""},{"$f":"\"\"","v":""},{"$f":"\"\"","v":""},{"$f":"\"\"","v":""},{"$f":"\"\"","v":""},{"$f":"CC10699","v":26},20,20,20,20,20,{"$f":"\"\"","v":""},{"$f":"\"\"","v":""}]
[null,null,null,null,null,null,null,null,null,null,null,null,null,null,null,null,null,null,null,null,null,null,null,null,null,null,null,null,null,null,null,null,null,null,null,null,null,null,null,null,null,null,null,null,null,null,null,null,null,null,null,null,null,null,null,null,null,null,null,null,null,null,null,null,null,null,null,null,null,null,null,null,null,"2015-03-24T09:59:59.998",{"$f":"\"\"","v":""},{"$f":"\"\"","v":""},{"$f":"\"\"","v":""},{"$f":"\"\"","v":""},{"$f":"\"\"","v":""},{"$f":"\"\"","v":""},"","","","","","",{"$f":"\"\"","v":""},{"$f":"\"\"","v":""}]
[null,null,null,null,null,null,null,null,null,null,null,null,null,null,null,null,null,null,null,null,null,null,null,null,null,null,null,null,null,null,null,null,null,null,null,null,null,null,null,null,null,null,null,null,null,null,null,null,null,null,null,null,null,null,null,null,null,null,null,null,null,null,null,null,null,null,null,null,null,null,null,null,null,"2015-03-25T20:59:59.998",{"$f":"\"\"","v":""},{"$f":"\"\"","v":""},{"$f":"\"\"","v":""},{"$f":"\"\"","v":""},{"$f":"\"\"","v":""},{"$f":"\"\"","v":""},26,20,20,20,20,20,{"$f":"\"\"","v":""},{"$f":"\"\"","v":""}]
[null,null,null,null,null,null,null,null,null,null,null,null,null,null,null,null,null,null,null,null,null,null,null,null,null,null,null,null,null,null,null,null,null,null,null,null,null,null,null,null,null,null,null,null,null,null,null,null,null,null,null,null,null,null,null,null,null,null,null,null,null,null,null,null,null,null,null,null,null,null,null,null,null,"2015-03-28T05:59:59.998",{"$f":"\"\"","v":""},{"$f":"\"\"","v":""},{"$f":"\"\"","v":""},{"$f":"\"\"","v":""},{"$f":"\"\"","v":""},{"$f":"\"\"","v":""},26,20,20,20,20,20,{"$f":"\"\"","v":""},{"$f":"\"\"","v":""}]
[null,null,null,null,null,null,null,null,null,null,null,null,null,null,null,null,null,null,null,null,null,null,null,null,null,null,null,null,null,null,null,null,null,null,null,null,null,null,null,null,null,null,null,null,null,null,null,null,null,null,null,null,null,null,null,null,null,null,null,null,null,null,null,null,null,null,null,null,null,null,null,null,null,"2015-03-28T15:59:59.998",{"$f":"\"\"","v":""},{"$f":"\"\"","v":""},{"$f":"\"\"","v":""},{"$f":"\"\"","v":""},{"$f":"\"\"","v":""},{"$f":"\"\"","v":""},26,20,20,20,20,20,{"$f":"\"\"","v":""},{"$f":"\"\"","v":""}]
[null,null,null,null,null,null,null,null,null,null,null,null,null,null,null,null,null,null,null,null,null,null,null,null,null,null,null,null,null,null,null,null,null,null,null,null,null,null,null,null,null,null,null,null,null,null,null,null,null,null,null,null,null,null,null,null,null,null,null,null,null,null,null,null,null,null,null,null,null,null,null,null,null,"2015-03-30T02:59:59.998",{"$f":"\"\"","v":""},{"$f":"\"\"","v":""},{"$f":"\"\"","v":""},{"$f":"\"\"","v":""},{"$f":"\"\"","v":""},{"$f":"\"\"","v":""},"","","","","","",{"$f":"\"\"","v":""},{"$f":"\"\"","v":""}]
[null,null,null,null,null,null,null,null,null,null,null,null,null,null,null,null,null,null,null,null,null,null,null,null,null,null,null,null,null,null,null,null,null,null,null,null,null,null,null,null,null,null,null,null,null,null,null,null,null,null,null,null,null,null,null,null,null,null,null,null,null,null,null,null,null,null,null,null,null,null,null,null,null,"2015-04-01T05:59:59.998",{"$f":"\"\"","v":""},{"$f":"\"\"","v":""},{"$f":"\"\"","v":""},{"$f":"\"\"","v":""},{"$f":"\"\"","v":""},{"$f":"\"\"","v":""},26,20,20,20,20,20,{"$f":"\"\"","v":""},{"$f":"\"\"","v":""}]
[null,null,null,null,null,null,null,null,null,null,null,null,null,null,null,null,null,null,null,null,null,null,null,null,null,null,null,null,null,null,null,null,null,null,null,null,null,null,null,null,null,null,null,null,null,null,null,null,null,null,null,null,null,null,null,null,null,null,null,null,null,null,null,null,null,null,null,null,null,null,null,null,null,"2015-04-02T16:59:59.998",{"$f":"\"\"","v":""},{"$f":"\"\"","v":""},{"$f":"\"\"","v":""},{"$f":"\"\"","v":""},{"$f":"\"\"","v":""},{"$f":"\"\"","v":""},{"$f":"CC10939","v":26},20,20,20,20,20,{"$f":"\"\"","v":""},{"$f":"\"\"","v":""}]
[null,null,null,null,null,null,null,null,null,null,null,null,null,null,null,null,null,null,null,null,null,null,null,null,null,null,null,null,null,null,null,null,null,null,null,null,null,null,null,null,null,null,null,null,null,null,null,null,null,null,null,null,null,null,null,null,null,null,null,null,null,null,null,null,null,null,null,null,null,null,null,null,null,"2015-04-04T11:59:59.998",{"$f":"\"\"","v":""},{"$f":"\"\"","v":""},{"$f":"\"\"","v":""},{"$f":"\"\"","v":""},{"$f":"\"\"","v":""},{"$f":"\"\"","v":""},26,20,20,20,20,20,{"$f":"\"\"","v":""},{"$f":"\"\"","v":""}]
[null,null,null,null,null,null,null,null,null,null,null,null,null,null,null,null,null,null,null,null,null,null,null,null,null,null,null,null,null,null,null,null,null,null,null,null,null,null,null,null,null,null,null,null,null,null,null,null,null,null,null,null,null,null,null,null,null,null,null,null,null,null,null,null,null,null,null,null,null,null,null,null,null,"2015-04-05T11:59:59.998",{"$f":"\"\"","v":""},{"$f":"\"\"","v":""},{"$f":"\"\"","v":""},{"$f":"\"\"","v":""},{"$f":"\"\"","v":""},{"$f":"\"\"","v":""},26,20,20,20,20,20,{"$f":"\"\"","v":""},{"$f":"\"\"","v":""}]
[null,null,null,null,null,null,null,null,null,null,null,null,null,null,null,null,null,null,null,null,null,null,null,null,null,null,null,null,null,null,null,null,null,null,null,null,null,null,null,null,null,null,null,null,null,null,null,null,null,null,null,null,null,null,null,null,null,null,null,null,null,null,null,null,null,null,null,null,null,null,null,null,null,"2015-04-06T22:59:59.998",{"$f":"\"\"","v":""},{"$f":"\"\"","v":""},{"$f":"\"\"","v":""},{"$f":"\"\"","v":""},{"$f":"\"\"","v":""},{"$f":"\"\"","v":""},26,20,20,20,20,20,{"$f":"\"\"","v":""},{"$f":"\"\"","v":""}]
[null,null,null,null,null,null,null,null,null,null,null,null,null,null,null,null,null,null,null,null,null,null,null,null,null,null,null,null,null,null,null,null,null,null,null,null,null,null,null,null,null,null,null,null,null,null,null,null,null,null,null,null,null,null,null,null,null,null,null,null,null,null,null,null,null,null,null,null,null,null,null,null,null,"2015-04-07T15:59:59.998",{"$f":"\"\"","v":""},{"$f":"\"\"","v":""},{"$f":"\"\"","v":""},{"$f":"\"\"","v":""},{"$f":"\"\"","v":""},{"$f":"\"\"","v":""},26,20,20,20,20,20,{"$f":"\"\"","v":""},{"$f":"\"\"","v":""}]
[null,null,null,null,null,null,null,null,null,null,null,null,null,null,null,null,null,null,null,null,null,null,null,null,null,null,null,null,null,null,null,null,null,null,null,null,null,null,null,null,null,null,null,null,null,null,null,null,null,null,null,null,null,null,null,null,null,null,null,null,null,null,null,null,null,null,null,null,null,null,null,null,null,"2015-04-09T18:59:59.998",{"$f":"\"\"","v":""},{"$f":"\"\"","v":""},{"$f":"\"\"","v":""},{"$f":"\"\"","v":""},{"$f":"\"\"","v":""},{"$f":"\"\"","v":""},26,20,20,20,20,20,{"$f":"\"\"","v":""},{"$f":"\"\"","v":""}]
[null,null,null,null,null,null,null,null,null,null,null,null,null,null,null,null,null,null,null,null,null,null,null,null,null,null,null,null,null,null,null,null,null,null,null,null,null,null,null,null,null,null,null,null,null,null,null,null,null,null,null,null,null,null,null,null,null,null,null,null,null,null,null,null,null,null,null,null,null,null,null,null,null,"2015-04-10T08:59:59.998",{"$f":"\"\"","v":""},{"$f":"\"\"","v":""},{"$f":"\"\"","v":""},{"$f":"\"\"","v":""},{"$f":"\"\"","v":""},{"$f":"\"\"","v":""},26,20,20,20,20,20,{"$f":"\"\"","v":""},{"$f":"\"\"","v":""}]
[null,null,null,null,null,null,null,null,null,null,null,null,null,null,null,null,null,null,null,null,null,null,null,null,null,null,null,null,null,null,null,null,null,null,null,null,null,null,null,null,null,null,null,null,null,null,null,null,null,null,null,null,null,null,null,null,null,null,null,null,null,null,null,null,null,null,null,null,null,null,null,null,null,"2015-04-11T21:59:59.998",{"$f":"\"\"","v":""},{"$f":"\"\"","v":""},{"$f":"\"\"","v":""},{"$f":"\"\"","v":""},{"$f":"\"\"","v":""},{"$f":"\"\"","v":""},26,20,20,20,20,20,{"$f":"\"\"","v":""},{"$f":"\"\"","v":""}]
[null,null,null,null,null,null,null,null,null,null,null,null,null,null,null,null,null,null,null,null,null,null,null,null,null,null,null,null,null,null,null,null,null,null,null,null,null,null,null,null,null,null,null,null,null,null,null,null,null,null,null,null,null,null,null,null,null,null,null,null,null,null,null,null,null,null,null,null,null,null,null,null,null,"2015-04-13T08:59:59.998",{"$f":"\"\"","v":""},{"$f":"\"\"","v":""},{"$f":"\"\"","v":""},{"$f":"\"\"","v":""},{"$f":"\"\"","v":""},{"$f":"\"\"","v":""},{"$f":"CC11195","v":26},20,20,20,20,20,{"$f":"\"\"","v":""},{"$f":"\"\"","v":""}]
[null,null,null,null,null,null,null,null,null,null,null,null,null,null,null,null,null,null,null,null,null,null,null,null,null,null,null,null,null,null,null,null,null,null,null,null,null,null,null,null,null,null,null,null,null,null,null,null,null,null,null,null,null,null,null,null,null,null,null,null,null,null,null,null,null,null,null,null,null,null,null,null,null,"2015-04-15T11:59:59.998",{"$f":"\"\"","v":""},{"$f":"\"\"","v":""},{"$f":"\"\"","v":""},{"$f":"\"\"","v":""},{"$f":"\"\"","v":""},{"$f":"\"\"","v":""},26,20,20,{"$f":"\"\"","v":""},20,20,{"$f":"\"\"","v":""},{"$f":"\"\"","v":""}]
[null,null,null,null,null,null,null,null,null,null,null,null,null,null,null,null,null,null,null,null,null,null,null,null,null,null,null,null,null,null,null,null,null,null,null,null,null,null,null,null,null,null,null,null,null,null,null,null,null,null,null,null,null,null,null,null,null,null,null,null,null,null,null,null,null,null,null,null,null,null,null,null,null,"2015-04-16T04:59:59.998",{"$f":"\"\"","v":""},{"$f":"\"\"","v":""},{"$f":"\"\"","v":""},{"$f":"\"\"","v":""},{"$f":"\"\"","v":""},{"$f":"\"\"","v":""},"","","",{"$f":"\"\"","v":""},"","",{"$f":"\"\"","v":""},{"$f":"\"\"","v":""}]
[null,null,null,null,null,null,null,null,null,null,null,null,null,null,null,null,null,null,null,null,null,null,null,null,null,null,null,null,null,null,null,null,null,null,null,null,null,null,null,null,null,null,null,null,null,null,null,null,null,null,null,null,null,null,null,null,null,null,null,null,null,null,null,null,null,null,null,null,null,null,null,null,null,"2015-04-17T14:59:59.998",{"$f":"\"\"","v":""},{"$f":"\"\"","v":""},{"$f":"\"\"","v":""},{"$f":"\"\"","v":""},{"$f":"\"\"","v":""},{"$f":"\"\"","v":""},"","","",{"$f":"\"\"","v":""},{"$f":"\"\"","v":""},"",{"$f":"\"\"","v":""},{"$f":"\"\"","v":""}]
[null,null,null,null,null,null,null,null,null,null,null,null,null,null,null,null,null,null,null,null,null,null,null,null,null,null,null,null,null,null,null,null,null,null,null,null,null,null,null,null,null,null,null,null,null,null,null,null,null,null,null,null,null,null,null,null,null,null,null,null,null,null,null,null,null,null,null,null,null,null,null,null,null,"2015-04-19T17:59:59.998",{"$f":"\"\"","v":""},{"$f":"\"\"","v":""},{"$f":"\"\"","v":""},{"$f":"\"\"","v":""},{"$f":"\"\"","v":""},{"$f":"\"\"","v":""},26,20,20,{"$f":"\"\"","v":""},{"$f":"\"\"","v":""},20,{"$f":"\"\"","v":""},{"$f":"\"\"","v":""}]
[null,null,null,null,null,null,null,null,null,null,null,null,null,null,null,null,null,null,null,null,null,null,null,null,null,null,null,null,null,null,null,null,null,null,null,null,null,null,null,null,null,null,null,null,null,null,null,null,null,null,null,null,null,null,null,null,null,null,null,null,null,null,null,null,null,null,null,null,null,null,null,null,null,"2015-04-20T10:59:59.998",{"$f":"\"\"","v":""},{"$f":"\"\"","v":""},{"$f":"\"\"","v":""},{"$f":"\"\"","v":""},{"$f":"\"\"","v":""},{"$f":"\"\"","v":""},"","","",{"$f":"\"\"","v":""},{"$f":"\"\"","v":""},"",{"$f":"\"\"","v":""},{"$f":"\"\"","v":""}]
[null,null,null,null,null,null,null,null,null,null,null,null,null,null,null,null,null,null,null,null,null,null,null,null,null,null,null,null,null,null,null,null,null,null,null,null,null,null,null,null,null,null,null,null,null,null,null,null,null,null,null,null,null,null,null,null,null,null,null,null,null,null,null,null,null,null,null,null,null,null,null,null,null,"2015-04-21T21:59:59.998",{"$f":"\"\"","v":""},{"$f":"\"\"","v":""},{"$f":"\"\"","v":""},{"$f":"\"\"","v":""},{"$f":"\"\"","v":""},{"$f":"\"\"","v":""},26,20,20,{"$f":"\"\"","v":""},{"$f":"\"\"","v":""},20,{"$f":"\"\"","v":""},{"$f":"\"\"","v":""}]
[null,null,null,null,null,null,null,null,null,null,null,null,null,null,null,null,null,null,null,null,null,null,null,null,null,null,null,null,null,null,null,null,null,null,null,null,null,null,null,null,null,null,null,null,null,null,null,null,null,null,null,null,null,null,null,null,null,null,null,null,null,null,null,null,null,null,null,null,null,null,null,null,null,"2015-04-24T00:59:59.998",{"$f":"\"\"","v":""},{"$f":"\"\"","v":""},{"$f":"\"\"","v":""},{"$f":"\"\"","v":""},{"$f":"\"\"","v":""},{"$f":"\"\"","v":""},{"$f":"CC11451","v":""},"","",{"$f":"\"\"","v":""},{"$f":"\"\"","v":""},"",{"$f":"\"\"","v":""},{"$f":"\"\"","v":""}]
[null,null,null,null,null,null,null,null,null,null,null,null,null,null,null,null,null,null,null,null,null,null,null,null,null,null,null,null,null,null,null,null,null,null,null,null,null,null,null,null,null,null,null,null,null,null,null,null,null,null,null,null,null,null,null,null,null,null,null,null,null,null,null,null,null,null,null,null,null,null,null,null,null,"2015-04-24T20:59:59.998",{"$f":"\"\"","v":""},{"$f":"\"\"","v":""},{"$f":"\"\"","v":""},{"$f":"\"\"","v":""},{"$f":"\"\"","v":""},{"$f":"\"\"","v":""},26,20,20,{"$f":"\"\"","v":""},{"$f":"\"\"","v":""},20,{"$f":"\"\"","v":""},{"$f":"\"\"","v":""}]
[null,null,null,null,null,null,null,null,null,null,null,null,null,null,null,null,null,null,null,null,null,null,null,null,null,null,null,null,null,null,null,null,null,null,null,null,null,null,null,null,null,null,null,null,null,null,null,null,null,null,null,null,null,null,null,null,null,null,null,null,null,null,null,null,null,null,null,null,null,null,null,null,null,"2015-04-26T03:59:59.998",{"$f":"\"\"","v":""},{"$f":"\"\"","v":""},{"$f":"\"\"","v":""},{"$f":"\"\"","v":""},{"$f":"\"\"","v":""},{"$f":"\"\"","v":""},"","","",{"$f":"\"\"","v":""},{"$f":"\"\"","v":""},"",{"$f":"\"\"","v":""},{"$f":"\"\"","v":""}]
[null,null,null,null,null,null,null,null,null,null,null,null,null,null,null,null,null,null,null,null,null,null,null,null,null,null,null,null,null,null,null,null,null,null,null,null,null,null,null,null,null,null,null,null,null,null,null,null,null,null,null,null,null,null,null,null,null,null,null,null,null,null,null,null,null,null,null,null,null,null,null,null,null,"2015-04-28T06:59:59.998",{"$f":"\"\"","v":""},{"$f":"\"\"","v":""},{"$f":"\"\"","v":""},{"$f":"\"\"","v":""},{"$f":"\"\"","v":""},{"$f":"\"\"","v":""},26,20,20,{"$f":"\"\"","v":""},{"$f":"\"\"","v":""},20,{"$f":"\"\"","v":""},{"$f":"\"\"","v":""}]
[null,null,null,null,null,null,null,null,null,null,null,null,null,null,null,null,null,null,null,null,null,null,null,null,null,null,null,null,null,null,null,null,null,null,null,null,null,null,null,null,null,null,null,null,null,null,null,null,null,null,null,null,null,null,null,null,null,null,null,null,null,null,null,null,null,null,null,null,null,null,null,null,null,"2015-04-29T17:59:59.998",{"$f":"\"\"","v":""},{"$f":"\"\"","v":""},{"$f":"\"\"","v":""},{"$f":"\"\"","v":""},{"$f":"\"\"","v":""},{"$f":"\"\"","v":""},26,20,20,{"$f":"\"\"","v":""},{"$f":"\"\"","v":""},20,{"$f":"\"\"","v":""},{"$f":"\"\"","v":""}]
[null,null,null,null,null,null,null,null,null,null,null,null,null,null,null,null,null,null,null,null,null,null,null,null,null,null,null,null,null,null,null,null,null,null,null,null,null,null,null,null,null,null,null,null,null,null,null,null,null,null,null,null,null,null,null,null,null,null,null,null,null,null,null,null,null,null,null,null,null,null,null,null,null,"2015-04-30T10:59:59.998",{"$f":"\"\"","v":""},{"$f":"\"\"","v":""},{"$f":"\"\"","v":""},{"$f":"\"\"","v":""},{"$f":"\"\"","v":""},{"$f":"\"\"","v":""},"","","",{"$f":"\"\"","v":""},{"$f":"\"\"","v":""},"",{"$f":"\"\"","v":""},{"$f":"\"\"","v":""}]
[null,null,null,null,null,null,null,null,null,null,null,null,null,null,null,null,null,null,null,null,null,null,null,null,null,null,null,null,null,null,null,null,null,null,null,null,null,null,null,null,null,null,null,null,null,null,null,null,null,null,null,null,null,null,null,null,null,null,null,null,null,null,null,null,null,null,null,null,null,null,null,null,null,"2015-05-02T02:59:59.998",{"$f":"\"\"","v":""},{"$f":"\"\"","v":""},{"$f":"\"\"","v":""},{"$f":"\"\"","v":""},{"$f":"\"\"","v":""},{"$f":"\"\"","v":""},"","","",{"$f":"\"\"","v":""},{"$f":"\"\"","v":""},"",{"$f":"\"\"","v":""},{"$f":"\"\"","v":""}]
[null,null,null,null,null,null,null,null,null,null,null,null,null,null,null,null,null,null,null,null,null,null,null,null,null,null,null,null,null,null,null,null,null,null,null,null,null,null,null,null,null,null,null,null,null,null,null,null,null,null,null,null,null,null,null,null,null,null,null,null,null,null,null,null,null,null,null,null,null,null,null,null,null,"2015-05-03T23:59:59.998",{"$f":"\"\"","v":""},{"$f":"\"\"","v":""},{"$f":"\"\"","v":""},{"$f":"\"\"","v":""},{"$f":"\"\"","v":""},{"$f":"\"\"","v":""},"","","",{"$f":"\"\"","v":""},{"$f":"\"\"","v":""},"",{"$f":"\"\"","v":""},{"$f":"\"\"","v":""}]
[null,null,null,null,null,null,null,null,null,null,null,null,null,null,null,null,null,null,null,null,null,null,null,null,null,null,null,null,null,null,null,null,null,null,null,null,null,null,null,null,null,null,null,null,null,null,null,null,null,null,null,null,null,null,null,null,null,null,null,null,null,null,null,null,null,null,null,null,null,null,null,null,null,"2015-05-04T16:59:59.998",{"$f":"\"\"","v":""},{"$f":"\"\"","v":""},{"$f":"\"\"","v":""},{"$f":"\"\"","v":""},{"$f":"\"\"","v":""},{"$f":"\"\"","v":""},{"$f":"CC11707","v":26},20,20,{"$f":"\"\"","v":""},{"$f":"\"\"","v":""},20,{"$f":"\"\"","v":""},{"$f":"\"\"","v":""}]
[null,null,null,null,null,null,null,null,null,null,null,null,null,null,null,null,null,null,null,null,null,null,null,null,null,null,null,null,null,null,null,null,null,null,null,null,null,null,null,null,null,null,null,null,null,null,null,null,null,null,null,null,null,null,null,null,null,null,null,null,null,null,null,null,null,null,null,null,null,null,null,null,null,"2015-05-06T03:59:59.998",{"$f":"\"\"","v":""},{"$f":"\"\"","v":""},{"$f":"\"\"","v":""},{"$f":"\"\"","v":""},{"$f":"\"\"","v":""},{"$f":"\"\"","v":""},"","","",{"$f":"\"\"","v":""},{"$f":"\"\"","v":""},"",{"$f":"\"\"","v":""},{"$f":"\"\"","v":""}]
[null,null,null,null,null,null,null,null,null,null,null,null,null,null,null,null,null,null,null,null,null,null,null,null,null,null,null,null,null,null,null,null,null,null,null,null,null,null,null,null,null,null,null,null,null,null,null,null,null,null,null,null,null,null,null,null,null,null,null,null,null,null,null,null,null,null,null,null,null,null,null,null,null,"2015-05-07T12:59:59.998",{"$f":"\"\"","v":""},{"$f":"\"\"","v":""},{"$f":"\"\"","v":""},{"$f":"\"\"","v":""},{"$f":"\"\"","v":""},{"$f":"\"\"","v":""},26,20,20,{"$f":"\"\"","v":""},{"$f":"\"\"","v":""},20,{"$f":"\"\"","v":""},{"$f":"\"\"","v":""}]
[null,null,null,null,null,null,null,null,null,null,null,null,null,null,null,null,null,null,null,null,null,null,null,null,null,null,null,null,null,null,null,null,null,null,null,null,null,null,null,null,null,null,null,null,null,null,null,null,null,null,null,null,null,null,null,null,null,null,null,null,null,null,null,null,null,null,null,null,null,null,null,null,null,"2015-05-08T22:59:59.998",{"$f":"\"\"","v":""},{"$f":"\"\"","v":""},{"$f":"\"\"","v":""},{"$f":"\"\"","v":""},{"$f":"\"\"","v":""},26,26,20,20,{"$f":"\"\"","v":""},{"$f":"\"\"","v":""},20,{"$f":"\"\"","v":""},{"$f":"\"\"","v":""}]
[null,null,null,null,null,null,null,null,null,null,null,null,null,null,null,null,null,null,null,null,null,null,null,null,null,null,null,null,null,null,null,null,null,null,null,null,null,null,null,null,null,null,null,null,null,null,null,null,null,null,null,null,null,null,null,null,null,null,null,null,null,null,null,null,null,null,null,null,null,null,null,null,null,"2015-05-10T09:59:59.998",{"$f":"\"\"","v":""},{"$f":"\"\"","v":""},{"$f":"\"\"","v":""},{"$f":"\"\"","v":""},{"$f":"\"\"","v":""},"","","","",{"$f":"\"\"","v":""},{"$f":"\"\"","v":""},"",{"$f":"\"\"","v":""},{"$f":"\"\"","v":""}]
[null,null,null,null,null,null,null,null,null,null,null,null,null,null,null,null,null,null,null,null,null,null,null,null,null,null,null,null,null,null,null,null,null,null,null,null,null,null,null,null,null,null,null,null,null,null,null,null,null,null,null,null,null,null,null,null,null,null,null,null,null,null,null,null,null,null,null,null,null,null,null,null,null,"2015-05-12T12:59:59.998",{"$f":"\"\"","v":""},{"$f":"\"\"","v":""},{"$f":"\"\"","v":""},{"$f":"\"\"","v":""},{"$f":"\"\"","v":""},26,26,20,20,{"$f":"\"\"","v":""},{"$f":"\"\"","v":""},20,{"$f":"\"\"","v":""},{"$f":"\"\"","v":""}]
[null,null,null,null,null,null,null,null,null,null,null,null,null,null,null,null,null,null,null,null,null,null,null,null,null,null,null,null,null,null,null,null,null,null,null,null,null,null,null,null,null,null,null,null,null,null,null,null,null,null,null,null,null,null,null,null,null,null,null,null,null,null,null,null,null,null,null,null,null,null,null,null,null,"2015-05-13T23:59:59.997",{"$f":"\"\"","v":""},{"$f":"\"\"","v":""},{"$f":"\"\"","v":""},{"$f":"\"\"","v":""},{"$f":"\"\"","v":""},"","","","",{"$f":"\"\"","v":""},{"$f":"\"\"","v":""},"",{"$f":"\"\"","v":""},{"$f":"\"\"","v":""}]
[null,null,null,null,null,null,null,null,null,null,null,null,null,null,null,null,null,null,null,null,null,null,null,null,null,null,null,null,null,null,null,null,null,null,null,null,null,null,null,null,null,null,null,null,null,null,null,null,null,null,null,null,null,null,null,null,null,null,null,null,null,null,null,null,null,null,null,null,null,null,null,null,null,{"$f":"BV11972+1/24","v":"2015-05-14T18:59:59.997"},{"$f":"\"\"","v":""},{"$f":"\"\"","v":""},{"$f":"\"\"","v":""},{"$f":"\"\"","v":""},{"$f":"\"\"","v":""},26,26,20,20,{"$f":"\"\"","v":""},{"$f":"\"\"","v":""},20,{"$f":"\"\"","v":""},{"$f":"\"\"","v":""}]
[null,null,null,null,null,null,null,null,null,null,null,null,null,null,null,null,null,null,null,null,null,null,null,null,null,null,null,null,null,null,null,null,null,null,null,null,null,null,null,null,null,null,null,null,null,null,null,null,null,null,null,null,null,null,null,null,null,null,null,null,null,null,null,null,null,null,null,null,null,null,null,null,null,"2015-05-16T18:59:59.997",{"$f":"\"\"","v":""},{"$f":"\"\"","v":""},{"$f":"\"\"","v":""},{"$f":"\"\"","v":""},{"$f":"\"\"","v":""},26,26,20,20,{"$f":"\"\"","v":""},{"$f":"\"\"","v":""},{"$f":"\"\"","v":""},{"$f":"\"\"","v":""},{"$f":"\"\"","v":""}]
[null,null,null,null,null,null,null,null,null,null,null,null,null,null,null,null,null,null,null,null,null,null,null,null,null,null,null,null,null,null,null,null,null,null,null,null,null,null,null,null,null,null,null,null,null,null,null,null,null,null,null,null,null,null,null,null,null,null,null,null,null,null,null,null,null,null,null,null,null,null,null,null,null,"2015-05-18T05:59:59.997",{"$f":"\"\"","v":""},{"$f":"\"\"","v":""},{"$f":"\"\"","v":""},{"$f":"\"\"","v":""},{"$f":"\"\"","v":""},26,26,20,20,{"$f":"\"\"","v":""},{"$f":"\"\"","v":""},{"$f":"\"\"","v":""},{"$f":"\"\"","v":""},{"$f":"\"\"","v":""}]
[null,null,null,null,null,null,null,null,null,null,null,null,null,null,null,null,null,null,null,null,null,null,null,null,null,null,null,null,null,null,null,null,null,null,null,null,null,null,null,null,null,null,null,null,null,null,null,null,null,null,null,null,null,null,null,null,null,null,null,null,null,null,null,null,null,null,null,null,null,null,null,null,null,"2015-05-18T22:59:59.997",{"$f":"\"\"","v":""},{"$f":"\"\"","v":""},{"$f":"\"\"","v":""},{"$f":"\"\"","v":""},{"$f":"\"\"","v":""},26,26,20,20,{"$f":"\"\"","v":""},{"$f":"\"\"","v":""},{"$f":"\"\"","v":""},{"$f":"\"\"","v":""},{"$f":"\"\"","v":""}]
[null,null,null,null,null,null,null,null,null,null,null,null,null,null,null,null,null,null,null,null,null,null,null,null,null,null,null,null,null,null,null,null,null,null,null,null,null,null,null,null,null,null,null,null,null,null,null,null,null,null,null,null,null,null,null,null,null,null,null,null,null,null,null,null,null,null,null,null,null,null,null,null,null,"2015-05-20T09:59:59.997",{"$f":"\"\"","v":""},{"$f":"\"\"","v":""},{"$f":"\"\"","v":""},{"$f":"\"\"","v":""},{"$f":"\"\"","v":""},"","","","",{"$f":"\"\"","v":""},{"$f":"\"\"","v":""},{"$f":"\"\"","v":""},{"$f":"\"\"","v":""},{"$f":"\"\"","v":""}]
[null,null,null,null,null,null,null,null,null,null,null,null,null,null,null,null,null,null,null,null,null,null,null,null,null,null,null,null,null,null,null,null,null,null,null,null,null,null,null,null,null,null,null,null,null,null,null,null,null,null,null,null,null,null,null,null,null,null,null,null,null,null,null,null,null,null,null,null,null,null,null,null,null,"2015-05-22T00:59:59.997",{"$f":"\"\"","v":""},{"$f":"\"\"","v":""},{"$f":"\"\"","v":""},{"$f":"\"\"","v":""},{"$f":"\"\"","v":""},"","","","",{"$f":"\"\"","v":""},{"$f":"\"\"","v":""},{"$f":"\"\"","v":""},{"$f":"\"\"","v":""},{"$f":"\"\"","v":""}]
[null,null,null,null,null,null,null,null,null,null,null,null,null,null,null,null,null,null,null,null,null,null,null,null,null,null,null,null,null,null,null,null,null,null,null,null,null,null,null,null,null,null,null,null,null,null,null,null,null,null,null,null,null,null,null,null,null,null,null,null,null,null,null,null,null,null,null,null,null,null,null,null,null,"2015-05-23T04:59:59.997",{"$f":"\"\"","v":""},{"$f":"\"\"","v":""},{"$f":"\"\"","v":""},{"$f":"\"\"","v":""},{"$f":"\"\"","v":""},"","","","",{"$f":"\"\"","v":""},{"$f":"\"\"","v":""},{"$f":"\"\"","v":""},{"$f":"\"\"","v":""},{"$f":"\"\"","v":""}]
[null,null,null,null,null,null,null,null,null,null,null,null,null,null,null,null,null,null,null,null,null,null,null,null,null,null,null,null,null,null,null,null,null,null,null,null,null,null,null,null,null,null,null,null,null,null,null,null,null,null,null,null,null,null,null,null,null,null,null,null,null,null,null,null,null,null,null,null,null,null,null,null,null,"2015-05-24T15:59:59.997",{"$f":"\"\"","v":""},{"$f":"\"\"","v":""},{"$f":"\"\"","v":""},{"$f":"\"\"","v":""},{"$f":"\"\"","v":""},26,26,20,20,{"$f":"\"\"","v":""},{"$f":"\"\"","v":""},{"$f":"\"\"","v":""},{"$f":"\"\"","v":""},{"$f":"\"\"","v":""}]
[null,null,null,null,null,null,null,null,null,null,null,null,null,null,null,null,null,null,null,null,null,null,null,null,null,null,null,null,null,null,null,null,null,null,null,null,null,null,null,null,null,null,null,null,null,null,null,null,null,null,null,null,null,null,null,null,null,null,null,null,null,null,null,null,null,null,null,null,null,null,null,null,null,"2015-05-25T08:59:59.997",{"$f":"\"\"","v":""},{"$f":"\"\"","v":""},{"$f":"\"\"","v":""},{"$f":"\"\"","v":""},{"$f":"\"\"","v":""},26,26,20,20,{"$f":"\"\"","v":""},{"$f":"\"\"","v":""},{"$f":"\"\"","v":""},{"$f":"\"\"","v":""},{"$f":"\"\"","v":""}]
[null,null,null,null,null,null,null,null,null,null,null,null,null,null,null,null,null,null,null,null,null,null,null,null,null,null,null,null,null,null,null,null,null,null,null,null,null,null,null,null,null,null,null,null,null,null,null,null,null,null,null,null,null,null,null,null,null,null,null,null,null,null,null,null,null,null,null,null,null,null,null,null,null,"2015-05-27T11:59:59.997",{"$f":"\"\"","v":""},{"$f":"\"\"","v":""},{"$f":"\"\"","v":""},{"$f":"\"\"","v":""},{"$f":"\"\"","v":""},26,26,20,{"$f":"\"\"","v":""},{"$f":"\"\"","v":""},{"$f":"\"\"","v":""},{"$f":"\"\"","v":""},{"$f":"\"\"","v":""},{"$f":"\"\"","v":""}]
[null,null,null,null,null,null,null,null,null,null,null,null,null,null,null,null,null,null,null,null,null,null,null,null,null,null,null,null,null,null,null,null,null,null,null,null,null,null,null,null,null,null,null,null,null,null,null,null,null,null,null,null,null,null,null,null,null,null,null,null,null,null,null,null,null,null,null,null,null,null,null,null,null,"2015-05-29T06:59:59.997",{"$f":"\"\"","v":""},{"$f":"\"\"","v":""},{"$f":"\"\"","v":""},{"$f":"\"\"","v":""},{"$f":"\"\"","v":""},26,26,20,{"$f":"\"\"","v":""},{"$f":"\"\"","v":""},{"$f":"\"\"","v":""},{"$f":"\"\"","v":""},{"$f":"\"\"","v":""},{"$f":"\"\"","v":""}]
[null,null,null,null,null,null,null,null,null,null,null,null,null,null,null,null,null,null,null,null,null,null,null,null,null,null,null,null,null,null,null,null,null,null,null,null,null,null,null,null,null,null,null,null,null,null,null,null,null,null,null,null,null,null,null,null,null,null,null,null,null,null,null,null,null,null,null,null,null,null,null,null,null,"2015-05-29T14:59:59.997",{"$f":"\"\"","v":""},{"$f":"\"\"","v":""},{"$f":"\"\"","v":""},{"$f":"\"\"","v":""},{"$f":"\"\"","v":""},"","","",{"$f":"\"\"","v":""},{"$f":"\"\"","v":""},{"$f":"\"\"","v":""},{"$f":"\"\"","v":""},{"$f":"\"\"","v":""},{"$f":"\"\"","v":""}]
[null,null,null,null,null,null,null,null,null,null,null,null,null,null,null,null,null,null,null,null,null,null,null,null,null,null,null,null,null,null,null,null,null,null,null,null,null,null,null,null,null,null,null,null,null,null,null,null,null,null,null,null,null,null,null,null,null,null,null,null,null,null,null,null,null,null,null,null,null,null,null,null,null,"2015-05-31T01:59:59.997",{"$f":"\"\"","v":""},{"$f":"\"\"","v":""},{"$f":"\"\"","v":""},{"$f":"\"\"","v":""},{"$f":"\"\"","v":""},"","","",{"$f":"\"\"","v":""},{"$f":"\"\"","v":""},{"$f":"\"\"","v":""},{"$f":"\"\"","v":""},{"$f":"\"\"","v":""},{"$f":"\"\"","v":""}]
[null,null,null,null,null,null,null,null,null,null,null,null,null,null,null,null,null,null,null,null,null,null,null,null,null,null,null,null,null,null,null,null,null,null,null,null,null,null,null,null,null,null,null,null,null,null,null,null,null,null,null,null,null,null,null,null,null,null,null,null,null,null,null,null,null,null,null,null,null,null,null,null,null,"2015-06-02T04:59:59.997",{"$f":"\"\"","v":""},{"$f":"\"\"","v":""},{"$f":"\"\"","v":""},{"$f":"\"\"","v":""},{"$f":"\"\"","v":""},"","","",{"$f":"\"\"","v":""},{"$f":"\"\"","v":""},{"$f":"\"\"","v":""},{"$f":"\"\"","v":""},{"$f":"\"\"","v":""},{"$f":"\"\"","v":""}]
[null,null,null,null,null,null,null,null,null,null,null,null,null,null,null,null,null,null,null,null,null,null,null,null,null,null,null,null,null,null,null,null,null,null,null,null,null,null,null,null,null,null,null,null,null,null,null,null,null,null,null,null,null,null,null,null,null,null,null,null,null,null,null,null,null,null,null,null,null,null,null,null,null,"2015-06-02T21:59:59.997",{"$f":"\"\"","v":""},{"$f":"\"\"","v":""},{"$f":"\"\"","v":""},{"$f":"\"\"","v":""},{"$f":"\"\"","v":""},26,26,20,{"$f":"\"\"","v":""},{"$f":"\"\"","v":""},{"$f":"\"\"","v":""},{"$f":"\"\"","v":""},{"$f":"\"\"","v":""},{"$f":"\"\"","v":""}]
[null,null,null,null,null,null,null,null,null,null,null,null,null,null,null,null,null,null,null,null,null,null,null,null,null,null,null,null,null,null,null,null,null,null,null,null,null,null,null,null,null,null,null,null,null,null,null,null,null,null,null,null,null,null,null,null,null,null,null,null,null,null,null,null,null,null,null,null,null,null,null,null,null,"2015-06-05T12:59:59.997",{"$f":"\"\"","v":""},{"$f":"\"\"","v":""},{"$f":"\"\"","v":""},{"$f":"\"\"","v":""},{"$f":"\"\"","v":""},26,26,20,{"$f":"\"\"","v":""},{"$f":"\"\"","v":""},{"$f":"\"\"","v":""},{"$f":"\"\"","v":""},{"$f":"\"\"","v":""},{"$f":"\"\"","v":""}]
[null,null,null,null,null,null,null,null,null,null,null,null,null,null,null,null,null,null,null,null,null,null,null,null,null,null,null,null,null,null,null,null,null,null,null,null,null,null,null,null,null,null,null,null,null,null,null,null,null,null,null,null,null,null,null,null,null,null,null,null,null,null,null,null,null,null,null,null,null,null,null,null,null,"2015-06-06T10:59:59.997",{"$f":"\"\"","v":""},{"$f":"\"\"","v":""},{"$f":"\"\"","v":""},{"$f":"\"\"","v":""},{"$f":"\"\"","v":""},"","","",{"$f":"\"\"","v":""},{"$f":"\"\"","v":""},{"$f":"\"\"","v":""},{"$f":"\"\"","v":""},{"$f":"\"\"","v":""},{"$f":"\"\"","v":""}]
[null,null,null,null,null,null,null,null,null,null,null,null,null,null,null,null,null,null,null,null,null,null,null,null,null,null,null,null,null,null,null,null,null,null,null,null,null,null,null,null,null,null,null,null,null,null,null,null,null,null,null,null,null,null,null,null,null,null,null,null,null,null,null,null,null,null,null,null,null,null,null,null,null,"2015-06-07T03:59:59.997",{"$f":"\"\"","v":""},{"$f":"\"\"","v":""},{"$f":"\"\"","v":""},{"$f":"\"\"","v":""},{"$f":"\"\"","v":""},"","","",{"$f":"\"\"","v":""},{"$f":"\"\"","v":""},{"$f":"\"\"","v":""},{"$f":"\"\"","v":""},{"$f":"\"\"","v":""},{"$f":"\"\"","v":""}]
[null,null,null,null,null,null,null,null,null,null,null,null,null,null,null,null,null,null,null,null,null,null,null,null,null,null,null,null,null,null,null,null,null,null,null,null,null,null,null,null,null,null,null,null,null,null,null,null,null,null,null,null,null,null,null,null,null,null,null,null,null,null,null,null,null,null,null,null,null,null,null,null,null,"2015-06-08T14:59:59.997",{"$f":"\"\"","v":""},{"$f":"\"\"","v":""},{"$f":"\"\"","v":""},{"$f":"\"\"","v":""},{"$f":"\"\"","v":""},{"$f":"\"\"","v":""},{"$f":"\"\"","v":""},"",{"$f":"\"\"","v":""},{"$f":"\"\"","v":""},{"$f":"\"\"","v":""},{"$f":"\"\"","v":""},{"$f":"\"\"","v":""},{"$f":"\"\"","v":""}]
[null,null,null,null,null,null,null,null,null,null,null,null,null,null,null,null,null,null,null,null,null,null,null,null,null,null,null,null,null,null,null,null,null,null,null,null,null,null,null,null,null,null,null,null,null,null,null,null,null,null,null,null,null,null,null,null,null,null,null,null,null,null,null,null,null,null,null,null,null,null,null,null,null,"2015-06-10T17:59:59.997",{"$f":"\"\"","v":""},{"$f":"\"\"","v":""},26,26,26,26,26,20,{"$f":"\"\"","v":""},{"$f":"\"\"","v":""},{"$f":"\"\"","v":""},{"$f":"\"\"","v":""},{"$f":"\"\"","v":""},{"$f":"\"\"","v":""}]
[null,null,null,null,null,null,null,null,null,null,null,null,null,null,null,null,null,null,null,null,null,null,null,null,null,null,null,null,null,null,null,null,null,null,null,null,null,null,null,null,null,null,null,null,null,null,null,null,null,null,null,null,null,null,null,null,null,null,null,null,null,null,null,null,null,null,null,null,null,null,null,null,null,"2015-06-11T09:59:59.997",{"$f":"\"\"","v":""},{"$f":"\"\"","v":""},"","","","","","",{"$f":"\"\"","v":""},{"$f":"\"\"","v":""},{"$f":"\"\"","v":""},{"$f":"\"\"","v":""},{"$f":"\"\"","v":""},{"$f":"\"\"","v":""}]
[null,null,null,null,null,null,null,null,null,null,null,null,null,null,null,null,null,null,null,null,null,null,null,null,null,null,null,null,null,null,null,null,null,null,null,null,null,null,null,null,null,null,null,null,null,null,null,null,null,null,null,null,null,null,null,null,null,null,null,null,null,null,null,null,null,null,null,null,null,null,null,null,null,"2015-06-12T20:59:59.997",{"$f":"\"\"","v":""},{"$f":"\"\"","v":""},26,26,26,26,26,20,{"$f":"\"\"","v":""},{"$f":"\"\"","v":""},{"$f":"\"\"","v":""},{"$f":"\"\"","v":""},{"$f":"\"\"","v":""},{"$f":"\"\"","v":""}]
[null,null,null,null,null,null,null,null,null,null,null,null,null,null,null,null,null,null,null,null,null,null,null,null,null,null,null,null,null,null,null,null,null,null,null,null,null,null,null,null,null,null,null,null,null,null,null,null,null,null,null,null,null,null,null,null,null,null,null,null,null,null,null,null,null,null,null,null,null,null,null,null,null,"2015-06-14T23:59:59.997",{"$f":"\"\"","v":""},{"$f":"\"\"","v":""},"","","","","","",{"$f":"\"\"","v":""},{"$f":"\"\"","v":""},{"$f":"\"\"","v":""},{"$f":"\"\"","v":""},{"$f":"\"\"","v":""},{"$f":"\"\"","v":""}]
[null,null,null,null,null,null,null,null,null,null,null,null,null,null,null,null,null,null,null,null,null,null,null,null,null,null,null,null,null,null,null,null,null,null,null,null,null,null,null,null,null,null,null,null,null,null,null,null,null,null,null,null,null,null,null,null,null,null,null,null,null,null,null,null,null,null,null,null,null,null,null,null,null,"2015-06-16T10:59:59.997",{"$f":"\"\"","v":""},{"$f":"\"\"","v":""},"","","","","","",{"$f":"\"\"","v":""},{"$f":"\"\"","v":""},{"$f":"\"\"","v":""},{"$f":"\"\"","v":""},{"$f":"\"\"","v":""},{"$f":"\"\"","v":""}]
[null,null,null,null,null,null,null,null,null,null,null,null,null,null,null,null,null,null,null,null,null,null,null,null,null,null,null,null,null,null,null,null,null,null,null,null,null,null,null,null,null,null,null,null,null,null,null,null,null,null,null,null,null,null,null,null,null,null,null,null,null,null,null,null,null,null,null,null,null,null,null,null,null,"2015-06-17T03:59:59.997",{"$f":"\"\"","v":""},{"$f":"\"\"","v":""},"","","","","","",{"$f":"\"\"","v":""},{"$f":"\"\"","v":""},{"$f":"\"\"","v":""},{"$f":"\"\"","v":""},{"$f":"\"\"","v":""},{"$f":"\"\"","v":""}]
[null,null,null,null,null,null,null,null,null,null,null,null,null,null,null,null,null,null,null,null,null,null,null,null,null,null,null,null,null,null,null,null,null,null,null,null,null,null,null,null,null,null,null,null,null,null,null,null,null,null,null,null,null,null,null,null,null,null,null,null,null,null,null,null,null,null,null,null,null,null,null,null,null,"2015-06-18T15:59:59.997",{"$f":"\"\"","v":""},{"$f":"\"\"","v":""},26,26,26,26,26,20,{"$f":"\"\"","v":""},{"$f":"\"\"","v":""},{"$f":"\"\"","v":""},{"$f":"\"\"","v":""},{"$f":"\"\"","v":""},{"$f":"\"\"","v":""}]
[null,null,null,null,null,null,null,null,null,null,null,null,null,null,null,null,null,null,null,null,null,null,null,null,null,null,null,null,null,null,null,null,null,null,null,null,null,null,null,null,null,null,null,null,null,null,null,null,null,null,null,null,null,null,null,null,null,null,null,null,null,null,null,null,null,null,null,null,null,null,null,null,null,"2015-06-20T16:59:59.997",{"$f":"\"\"","v":""},{"$f":"\"\"","v":""},26,26,26,26,26,{"$f":"\"\"","v":""},{"$f":"\"\"","v":""},{"$f":"\"\"","v":""},{"$f":"\"\"","v":""},{"$f":"\"\"","v":""},{"$f":"\"\"","v":""},{"$f":"\"\"","v":""}]
[null,null,null,null,null,null,null,null,null,null,null,null,null,null,null,null,null,null,null,null,null,null,null,null,null,null,null,null,null,null,null,null,null,null,null,null,null,null,null,null,null,null,null,null,null,null,null,null,null,null,null,null,null,null,null,null,null,null,null,null,null,null,null,null,null,null,null,null,null,null,null,null,null,"2015-06-21T09:59:59.997",{"$f":"\"\"","v":""},{"$f":"\"\"","v":""},"","","","","",{"$f":"\"\"","v":""},{"$f":"\"\"","v":""},{"$f":"\"\"","v":""},{"$f":"\"\"","v":""},{"$f":"\"\"","v":""},{"$f":"\"\"","v":""},{"$f":"\"\"","v":""}]
[null,null,null,null,null,null,null,null,null,null,null,null,null,null,null,null,null,null,null,null,null,null,null,null,null,null,null,null,null,null,null,null,null,null,null,null,null,null,null,null,null,null,null,null,null,null,null,null,null,null,null,null,null,null,null,null,null,null,null,null,null,null,null,null,null,null,null,null,null,null,null,null,null,"2015-06-22T20:59:59.997",{"$f":"\"\"","v":""},{"$f":"\"\"","v":""},26,26,26,26,26,{"$f":"\"\"","v":""},{"$f":"\"\"","v":""},{"$f":"\"\"","v":""},{"$f":"\"\"","v":""},{"$f":"\"\"","v":""},{"$f":"\"\"","v":""},{"$f":"\"\"","v":""}]
[null,null,null,null,null,null,null,null,null,null,null,null,null,null,null,null,null,null,null,null,null,null,null,null,null,null,null,null,null,null,null,null,null,null,null,null,null,null,null,null,null,null,null,null,null,null,null,null,null,null,null,null,null,null,null,null,null,null,null,null,null,null,null,null,null,null,null,null,null,null,null,null,null,"2015-06-24T01:59:59.997",{"$f":"\"\"","v":""},{"$f":"\"\"","v":""},"","","","","",{"$f":"\"\"","v":""},{"$f":"\"\"","v":""},{"$f":"\"\"","v":""},{"$f":"\"\"","v":""},{"$f":"\"\"","v":""},{"$f":"\"\"","v":""},{"$f":"\"\"","v":""}]
[null,null,null,null,null,null,null,null,null,null,null,null,null,null,null,null,null,null,null,null,null,null,null,null,null,null,null,null,null,null,null,null,null,null,null,null,null,null,null,null,null,null,null,null,null,null,null,null,null,null,null,null,null,null,null,null,null,null,null,null,null,null,null,null,null,null,null,null,null,null,null,null,null,"2015-06-25T15:59:59.997",{"$f":"\"\"","v":""},{"$f":"\"\"","v":""},26,26,26,26,26,{"$f":"\"\"","v":""},{"$f":"\"\"","v":""},{"$f":"\"\"","v":""},{"$f":"\"\"","v":""},{"$f":"\"\"","v":""},{"$f":"\"\"","v":""},{"$f":"\"\"","v":""}]
[null,null,null,null,null,null,null,null,null,null,null,null,null,null,null,null,null,null,null,null,null,null,null,null,null,null,null,null,null,null,null,null,null,null,null,null,null,null,null,null,null,null,null,null,null,null,null,null,null,null,null,null,null,null,null,null,null,null,null,null,null,null,null,null,null,null,null,null,null,null,null,null,null,"2015-06-27T02:59:59.997",{"$f":"\"\"","v":""},{"$f":"\"\"","v":""},"","","","","",{"$f":"\"\"","v":""},{"$f":"\"\"","v":""},{"$f":"\"\"","v":""},{"$f":"\"\"","v":""},{"$f":"\"\"","v":""},{"$f":"\"\"","v":""},{"$f":"\"\"","v":""}]
[null,null,null,null,null,null,null,null,null,null,null,null,null,null,null,null,null,null,null,null,null,null,null,null,null,null,null,null,null,null,null,null,null,null,null,null,null,null,null,null,null,null,null,null,null,null,null,null,null,null,null,null,null,null,null,null,null,null,null,null,null,null,null,null,null,null,null,null,null,null,null,null,null,"2015-06-29T05:59:59.997",{"$f":"\"\"","v":""},{"$f":"\"\"","v":""},{"$f":"BY13040","v":26},26,26,26,26,{"$f":"\"\"","v":""},{"$f":"\"\"","v":""},{"$f":"\"\"","v":""},{"$f":"\"\"","v":""},{"$f":"\"\"","v":""},{"$f":"\"\"","v":""},{"$f":"\"\"","v":""}]
[null,null,null,null,null,null,null,null,null,null,null,null,null,null,null,null,null,null,null,null,null,null,null,null,null,null,null,null,null,null,null,null,null,null,null,null,null,null,null,null,null,null,null,null,null,null,null,null,null,null,null,null,null,null,null,null,null,null,null,null,null,null,null,null,null,null,null,null,null,null,null,null,null,"2015-06-30T16:59:59.997",{"$f":"\"\"","v":""},{"$f":"\"\"","v":""},26,26,26,26,26,{"$f":"\"\"","v":""},{"$f":"\"\"","v":""},{"$f":"\"\"","v":""},{"$f":"\"\"","v":""},{"$f":"\"\"","v":""},{"$f":"\"\"","v":""},{"$f":"\"\"","v":""}]
[null,null,null,null,null,null,null,null,null,null,null,null,null,null,null,null,null,null,null,null,null,null,null,null,null,null,null,null,null,null,null,null,null,null,null,null,null,null,null,null,null,null,null,null,null,null,null,null,null,null,null,null,null,null,null,null,null,null,null,null,null,null,null,null,null,null,null,null,null,null,null,null,null,"2015-07-01T07:59:59.997",{"$f":"\"\"","v":""},{"$f":"\"\"","v":""},26,26,26,26,26,{"$f":"\"\"","v":""},{"$f":"\"\"","v":""},{"$f":"\"\"","v":""},{"$f":"\"\"","v":""},{"$f":"\"\"","v":""},{"$f":"\"\"","v":""},{"$f":"\"\"","v":""}]
[null,null,null,null,null,null,null,null,null,null,null,null,null,null,null,null,null,null,null,null,null,null,null,null,null,null,null,null,null,null,null,null,null,null,null,null,null,null,null,null,null,null,null,null,null,null,null,null,null,null,null,null,null,null,null,null,null,null,null,null,null,null,null,null,null,null,null,null,null,null,null,null,null,"2015-07-03T11:59:59.997",{"$f":"\"\"","v":""},{"$f":"\"\"","v":""},26,26,26,26,26,{"$f":"\"\"","v":""},{"$f":"\"\"","v":""},{"$f":"\"\"","v":""},{"$f":"\"\"","v":""},{"$f":"\"\"","v":""},{"$f":"\"\"","v":""},{"$f":"\"\"","v":""}]
[null,null,null,null,null,null,null,null,null,null,null,null,null,null,null,null,null,null,null,null,null,null,null,null,null,null,null,null,null,null,null,null,null,null,null,null,null,null,null,null,null,null,null,null,null,null,null,null,null,null,null,null,null,null,null,null,null,null,null,null,null,null,null,null,null,null,null,null,null,null,null,null,null,"2015-07-04T22:59:59.997",{"$f":"\"\"","v":""},{"$f":"\"\"","v":""},26,26,26,26,26,{"$f":"\"\"","v":""},{"$f":"\"\"","v":""},{"$f":"\"\"","v":""},{"$f":"\"\"","v":""},{"$f":"\"\"","v":""},{"$f":"\"\"","v":""},{"$f":"\"\"","v":""}]
[null,null,null,null,null,null,null,null,null,null,null,null,null,null,null,null,null,null,null,null,null,null,null,null,null,null,null,null,null,null,null,null,null,null,null,null,null,null,null,null,null,null,null,null,null,null,null,null,null,null,null,null,null,null,null,null,null,null,null,null,null,null,null,null,null,null,null,null,null,null,null,null,null,"2015-07-05T15:59:59.997",{"$f":"\"\"","v":""},{"$f":"\"\"","v":""},26,26,26,26,26,{"$f":"\"\"","v":""},{"$f":"\"\"","v":""},{"$f":"\"\"","v":""},{"$f":"\"\"","v":""},{"$f":"\"\"","v":""},{"$f":"\"\"","v":""},{"$f":"\"\"","v":""}]
[null,null,null,null,null,null,null,null,null,null,null,null,null,null,null,null,null,null,null,null,null,null,null,null,null,null,null,null,null,null,null,null,null,null,null,null,null,null,null,null,null,null,null,null,null,null,null,null,null,null,null,null,null,null,null,null,null,null,null,null,null,null,null,null,null,null,null,null,null,null,null,null,null,{"$f":"BV13252+1/24","v":"2015-07-07T02:59:59.997"},{"$f":"\"\"","v":""},{"$f":"\"\"","v":""},"","","","","",{"$f":"\"\"","v":""},{"$f":"\"\"","v":""},{"$f":"\"\"","v":""},{"$f":"\"\"","v":""},{"$f":"\"\"","v":""},{"$f":"\"\"","v":""},{"$f":"\"\"","v":""}]
[null,null,null,null,null,null,null,null,null,null,null,null,null,null,null,null,null,null,null,null,null,null,null,null,null,null,null,null,null,null,null,null,null,null,null,null,null,null,null,null,null,null,null,null,null,null,null,null,null,null,null,null,null,null,null,null,null,null,null,null,null,null,null,null,null,null,null,null,null,null,null,null,null,"2015-07-08T13:59:59.997",{"$f":"\"\"","v":""},{"$f":"\"\"","v":""},{"$f":"BY13264","v":""},"","","","",{"$f":"\"\"","v":""},{"$f":"\"\"","v":""},{"$f":"\"\"","v":""},{"$f":"\"\"","v":""},{"$f":"\"\"","v":""},{"$f":"\"\"","v":""},{"$f":"\"\"","v":""}]
[null,null,null,null,null,null,null,null,null,null,null,null,null,null,null,null,null,null,null,null,null,null,null,null,null,null,null,null,null,null,null,null,null,null,null,null,null,null,null,null,null,null,null,null,null,null,null,null,null,null,null,null,null,null,null,null,null,null,null,null,null,null,null,null,null,null,null,null,null,null,null,null,null,"2015-07-09T21:59:59.997",{"$f":"\"\"","v":""},{"$f":"\"\"","v":""},{"$f":"BY13296","v":26},26,26,26,26,{"$f":"\"\"","v":""},{"$f":"\"\"","v":""},{"$f":"\"\"","v":""},{"$f":"\"\"","v":""},{"$f":"\"\"","v":""},{"$f":"\"\"","v":""},{"$f":"\"\"","v":""}]
[null,null,null,null,null,null,null,null,null,null,null,null,null,null,null,null,null,null,null,null,null,null,null,null,null,null,null,null,null,null,null,null,null,null,null,null,null,null,null,null,null,null,null,null,null,null,null,null,null,null,null,null,null,null,null,null,null,null,null,null,null,null,null,null,null,null,null,null,null,null,null,null,null,"2015-07-11T08:59:59.997",26,26,26,26,26,26,26,{"$f":"\"\"","v":""},{"$f":"\"\"","v":""},{"$f":"\"\"","v":""},{"$f":"\"\"","v":""},{"$f":"\"\"","v":""},{"$f":"\"\"","v":""},{"$f":"\"\"","v":""}]
[null,null,null,null,null,null,null,null,null,null,null,null,null,null,null,null,null,null,null,null,null,null,null,null,null,null,null,null,null,null,null,null,null,null,null,null,null,null,null,null,null,null,null,null,null,null,null,null,null,null,null,null,null,null,null,null,null,null,null,null,null,null,null,null,null,null,null,null,null,null,null,null,null,"2015-07-13T11:59:59.997",26,26,26,26,26,26,26,{"$f":"\"\"","v":""},{"$f":"\"\"","v":""},{"$f":"\"\"","v":""},{"$f":"\"\"","v":""},{"$f":"\"\"","v":""},{"$f":"\"\"","v":""},{"$f":"\"\"","v":""}]
[null,null,null,null,null,null,null,null,null,null,null,null,null,null,null,null,null,null,null,null,null,null,null,null,null,null,null,null,null,null,null,null,null,null,null,null,null,null,null,null,null,null,null,null,null,null,null,null,null,null,null,null,null,null,null,null,null,null,null,null,null,null,null,null,null,null,null,null,null,null,null,null,null,"2015-07-14T04:59:59.997","","","","","","","",{"$f":"\"\"","v":""},{"$f":"\"\"","v":""},{"$f":"\"\"","v":""},{"$f":"\"\"","v":""},{"$f":"\"\"","v":""},{"$f":"\"\"","v":""},{"$f":"\"\"","v":""}]
[null,null,null,null,null,null,null,null,null,null,null,null,null,null,null,null,null,null,null,null,null,null,null,null,null,null,null,null,null,null,null,null,null,null,null,null,null,null,null,null,null,null,null,null,null,null,null,null,null,null,null,null,null,null,null,null,null,null,null,null,null,null,null,null,null,null,null,null,null,null,null,null,null,"2015-07-15T19:59:59.997",26,26,26,26,26,26,26,{"$f":"\"\"","v":""},{"$f":"\"\"","v":""},{"$f":"\"\"","v":""},{"$f":"\"\"","v":""},{"$f":"\"\"","v":""},{"$f":"\"\"","v":""},{"$f":"\"\"","v":""}]
[null,null,null,null,null,null,null,null,null,null,null,null,null,null,null,null,null,null,null,null,null,null,null,null,null,null,null,null,null,null,null,null,null,null,null,null,null,null,null,null,null,null,null,null,null,null,null,null,null,null,null,null,null,null,null,null,null,null,null,null,null,null,null,null,null,null,null,null,null,null,null,null,null,"2015-07-17T17:59:59.997",{"$f":"BW13484","v":26},26,26,26,26,26,26,{"$f":"\"\"","v":""},{"$f":"\"\"","v":""},{"$f":"\"\"","v":""},{"$f":"\"\"","v":""},{"$f":"\"\"","v":""},{"$f":"\"\"","v":""},{"$f":"\"\"","v":""}]
[null,null,null,null,null,null,null,null,null,null,null,null,null,null,null,null,null,null,null,null,null,null,null,null,null,null,null,null,null,null,null,null,null,null,null,null,null,null,null,null,null,null,null,null,null,null,null,null,null,null,null,null,null,null,null,null,null,null,null,null,null,null,null,null,null,null,null,null,null,null,null,null,null,"2015-07-19T04:59:59.997","","","","","","","",{"$f":"\"\"","v":""},{"$f":"\"\"","v":""},{"$f":"\"\"","v":""},{"$f":"\"\"","v":""},{"$f":"\"\"","v":""},{"$f":"\"\"","v":""},{"$f":"\"\"","v":""}]
[null,null,null,null,null,null,null,null,null,null,null,null,null,null,null,null,null,null,null,null,null,null,null,null,null,null,null,null,null,null,null,null,null,null,null,null,null,null,null,null,null,null,null,null,null,null,null,null,null,null,null,null,null,null,null,null,null,null,null,null,null,null,null,null,null,null,null,null,null,null,null,null,null,"2015-07-19T21:59:59.997",26,26,26,26,26,26,26,{"$f":"\"\"","v":""},{"$f":"\"\"","v":""},{"$f":"\"\"","v":""},{"$f":"\"\"","v":""},{"$f":"\"\"","v":""},{"$f":"\"\"","v":""},{"$f":"\"\"","v":""}]
[null,null,null,null,null,null,null,null,null,null,null,null,null,null,null,null,null,null,null,null,null,null,null,null,null,null,null,null,null,null,null,null,null,null,null,null,null,null,null,null,null,null,null,null,null,null,null,null,null,null,null,null,null,null,null,null,null,null,null,null,null,null,null,null,null,null,null,null,null,null,null,null,null,"2015-07-22T00:59:59.997","","","","","","","",{"$f":"\"\"","v":""},{"$f":"\"\"","v":""},{"$f":"\"\"","v":""},{"$f":"\"\"","v":""},{"$f":"\"\"","v":""},{"$f":"\"\"","v":""},{"$f":"\"\"","v":""}]
[null,null,null,null,null,null,null,null,null,null,null,null,null,null,null,null,null,null,null,null,null,null,null,null,null,null,null,null,null,null,null,null,null,null,null,null,null,null,null,null,null,null,null,null,null,null,null,null,null,null,null,null,null,null,null,null,null,null,null,null,null,null,null,null,null,null,null,null,null,null,null,null,null,"2015-07-23T01:59:59.997",{"$f":"BW13612","v":""},"","","","","","",{"$f":"\"\"","v":""},{"$f":"\"\"","v":""},{"$f":"\"\"","v":""},{"$f":"\"\"","v":""},{"$f":"\"\"","v":""},{"$f":"\"\"","v":""},{"$f":"\"\"","v":""}]
[null,null,null,null,null,null,null,null,null,null,null,null,null,null,null,null,null,null,null,null,null,null,null,null,null,null,null,null,null,null,null,null,null,null,null,null,null,null,null,null,null,null,null,null,null,null,null,null,null,null,null,null,null,null,null,null,null,null,null,null,null,null,null,null,null,null,null,null,null,null,null,null,null,"2015-07-24T03:59:59.997","","","","","","","",{"$f":"\"\"","v":""},{"$f":"\"\"","v":""},{"$f":"\"\"","v":""},{"$f":"\"\"","v":""},{"$f":"\"\"","v":""},{"$f":"\"\"","v":""},{"$f":"\"\"","v":""}]
[null,null,null,null,null,null,null,null,null,null,null,null,null,null,null,null,null,null,null,null,null,null,null,null,null,null,null,null,null,null,null,null,null,null,null,null,null,null,null,null,null,null,null,null,null,null,null,null,null,null,null,null,null,null,null,null,null,null,null,null,null,null,null,null,null,null,null,null,null,null,null,null,null,"2015-07-26T06:59:59.997",26,26,26,26,26,26,26,{"$f":"\"\"","v":""},{"$f":"\"\"","v":""},{"$f":"\"\"","v":""},{"$f":"\"\"","v":""},{"$f":"\"\"","v":""},{"$f":"\"\"","v":""},{"$f":"\"\"","v":""}]
[null,null,null,null,null,null,null,null,null,null,null,null,null,null,null,null,null,null,null,null,null,null,null,null,null,null,null,null,null,null,null,null,null,null,null,null,null,null,null,null,null,null,null,null,null,null,null,null,null,null,null,null,null,null,null,null,null,null,null,null,null,null,null,null,null,null,null,null,null,null,null,null,null,"2015-07-26T07:59:59.997",26,26,26,26,26,26,26,{"$f":"\"\"","v":""},{"$f":"\"\"","v":""},{"$f":"\"\"","v":""},{"$f":"\"\"","v":""},{"$f":"\"\"","v":""},{"$f":"\"\"","v":""},{"$f":"\"\"","v":""}]
[null,null,null,null,null,null,null,null,null,null,null,null,null,null,null,null,null,null,null,null,null,null,null,null,null,null,null,null,null,null,null,null,null,null,null,null,null,null,null,null,null,null,null,null,null,null,null,null,null,null,null,null,null,null,null,null,null,null,null,null,null,null,null,null,null,null,null,null,null,null,null,null,null,{"$f":"BV13764+1/24","v":"2015-07-28T10:59:59.997"},"","","","","","","",{"$f":"\"\"","v":""},{"$f":"\"\"","v":""},{"$f":"\"\"","v":""},{"$f":"\"\"","v":""},{"$f":"\"\"","v":""},{"$f":"\"\"","v":""},{"$f":"\"\"","v":""}]
[null,null,null,null,null,null,null,null,null,null,null,null,null,null,null,null,null,null,null,null,null,null,null,null,null,null,null,null,null,null,null,null,null,null,null,null,null,null,null,null,null,null,null,null,null,null,null,null,null,null,null,null,null,null,null,null,null,null,null,null,null,null,null,null,null,null,null,null,null,null,null,null,null,"2015-07-30T07:59:59.997",26,26,26,26,26,26,26,{"$f":"\"\"","v":""},{"$f":"\"\"","v":""},{"$f":"\"\"","v":""},{"$f":"\"\"","v":""},{"$f":"\"\"","v":""},{"$f":"\"\"","v":""},{"$f":"\"\"","v":""}]
[null,null,null,null,null,null,null,null,null,null,null,null,null,null,null,null,null,null,null,null,null,null,null,null,null,null,null,null,null,null,null,null,null,null,null,null,null,null,null,null,null,null,null,null,null,null,null,null,null,null,null,null,null,null,null,null,null,null,null,null,null,null,null,null,null,null,null,null,null,null,null,null,null,"2015-07-30T13:59:59.997","","","","","","","",{"$f":"\"\"","v":""},{"$f":"\"\"","v":""},{"$f":"\"\"","v":""},{"$f":"\"\"","v":""},{"$f":"\"\"","v":""},{"$f":"\"\"","v":""},{"$f":"\"\"","v":""}]
[null,null,null,null,null,null,null,null,null,null,null,null,null,null,null,null,null,null,null,null,null,null,null,null,null,null,null,null,null,null,null,null,null,null,null,null,null,null,null,null,null,null,null,null,null,null,null,null,null,null,null,null,null,null,null,null,null,null,null,null,null,null,null,null,null,null,null,null,null,null,null,null,null,"2015-08-01T16:59:59.997",26,26,26,26,26,26,26,{"$f":"\"\"","v":""},{"$f":"\"\"","v":""},{"$f":"\"\"","v":""},{"$f":"\"\"","v":""},{"$f":"\"\"","v":""},{"$f":"\"\"","v":""},{"$f":"\"\"","v":""}]
[null,null,null,null,null,null,null,null,null,null,null,null,null,null,null,null,null,null,null,null,null,null,null,null,null,null,null,null,null,null,null,null,null,null,null,null,null,null,null,null,null,null,null,null,null,null,null,null,null,null,null,null,null,null,null,null,null,null,null,null,null,null,null,null,null,null,null,null,null,null,null,null,null,"2015-08-03T03:59:59.997","","","","","","","",{"$f":"\"\"","v":""},{"$f":"\"\"","v":""},{"$f":"\"\"","v":""},{"$f":"\"\"","v":""},{"$f":"\"\"","v":""},{"$f":"\"\"","v":""},{"$f":"\"\"","v":""}]
[null,null,null,null,null,null,null,null,null,null,null,null,null,null,null,null,null,null,null,null,null,null,null,null,null,null,null,null,null,null,null,null,null,null,null,null,null,null,null,null,null,null,null,null,null,null,null,null,null,null,null,null,null,null,null,null,null,null,null,null,null,null,null,null,null,null,null,null,null,null,null,null,null,"2015-08-03T20:59:59.997",26,26,26,26,26,26,26,{"$f":"\"\"","v":""},{"$f":"\"\"","v":""},{"$f":"\"\"","v":""},{"$f":"\"\"","v":""},{"$f":"\"\"","v":""},{"$f":"\"\"","v":""},{"$f":"\"\"","v":""}]
[null,null,null,null,null,null,null,null,null,null,null,null,null,null,null,null,null,null,null,null,null,null,null,null,null,null,null,null,null,null,null,null,null,null,null,null,null,null,null,null,null,null,null,null,null,null,null,null,null,null,null,null,null,null,null,null,null,null,null,null,null,null,null,null,null,null,null,null,null,null,null,null,null,"2015-08-05T04:59:59.997","","","","","","","",{"$f":"\"\"","v":""},{"$f":"\"\"","v":""},{"$f":"\"\"","v":""},{"$f":"\"\"","v":""},{"$f":"\"\"","v":""},{"$f":"\"\"","v":""},{"$f":"\"\"","v":""}]
[null,null,null,null,null,null,null,null,null,null,null,null,null,null,null,null,null,null,null,null,null,null,null,null,null,null,null,null,null,null,null,null,null,null,null,null,null,null,null,null,null,null,null,null,null,null,null,null,null,null,null,null,null,null,null,null,null,null,null,null,null,null,null,null,null,null,null,null,null,null,null,null,null,"2015-08-07T09:59:59.997",{"$f":"BW13980","v":""},"","","","","","",{"$f":"\"\"","v":""},{"$f":"\"\"","v":""},{"$f":"\"\"","v":""},{"$f":"\"\"","v":""},{"$f":"\"\"","v":""},{"$f":"\"\"","v":""},{"$f":"\"\"","v":""}]
[null,null,null,null,null,null,null,null,null,null,null,null,null,null,null,null,null,null,null,null,null,null,null,null,null,null,null,null,null,null,null,null,null,null,null,null,null,null,null,null,null,null,null,null,null,null,null,null,null,null,null,null,null,null,null,null,null,null,null,null,null,null,null,null,null,null,null,null,null,null,null,null,null,{"$f":"BV14020+1/24","v":"2015-08-08T02:59:59.997"},"","","","","","","",{"$f":"\"\"","v":""},{"$f":"\"\"","v":""},{"$f":"\"\"","v":""},{"$f":"\"\"","v":""},{"$f":"\"\"","v":""},{"$f":"\"\"","v":""},{"$f":"\"\"","v":""}]
[null,null,null,null,null,null,null,null,null,null,null,null,null,null,null,null,null,null,null,null,null,null,null,null,null,null,null,null,null,null,null,null,null,null,null,null,null,null,null,null,null,null,null,null,null,null,null,null,null,null,null,null,null,null,null,null,null,null,null,null,null,null,null,null,null,null,null,null,null,null,null,null,null,"2015-08-09T13:59:59.997","","","","","","","",{"$f":"\"\"","v":""},{"$f":"\"\"","v":""},{"$f":"\"\"","v":""},{"$f":"\"\"","v":""},{"$f":"\"\"","v":""},{"$f":"\"\"","v":""},{"$f":"\"\"","v":""}]
[null,null,null,null,null,null,null,null,null,null,null,null,null,null,null,null,null,null,null,null,null,null,null,null,null,null,null,null,null,null,null,null,null,null,null,null,null,null,null,null,null,null,null,null,null,null,null,null,null,null,null,null,null,null,null,null,null,null,null,null,null,null,null,null,null,null,null,null,null,null,null,null,null,"2015-08-11T23:59:59.997","","","","","","","",{"$f":"\"\"","v":""},{"$f":"\"\"","v":""},{"$f":"\"\"","v":""},{"$f":"\"\"","v":""},{"$f":"\"\"","v":""},{"$f":"\"\"","v":""},{"$f":"\"\"","v":""}]
[null,null,null,null,null,null,null,null,null,null,null,null,null,null,null,null,null,null,null,null,null,null,null,null,null,null,null,null,null,null,null,null,null,null,null,null,null,null,null,null,null,null,null,null,null,null,null,null,null,null,null,null,null,null,null,null,null,null,null,null,null,null,null,null,null,null,null,null,null,null,null,null,null,"2015-08-12T08:59:59.997",26,26,26,26,26,26,26,{"$f":"\"\"","v":""},{"$f":"\"\"","v":""},{"$f":"\"\"","v":""},{"$f":"\"\"","v":""},{"$f":"\"\"","v":""},{"$f":"\"\"","v":""},{"$f":"\"\"","v":""}]
[null,null,null,null,null,null,null,null,null,null,null,null,null,null,null,null,null,null,null,null,null,null,null,null,null,null,null,null,null,null,null,null,null,null,null,null,null,null,null,null,null,null,null,null,null,null,null,null,null,null,null,null,null,null,null,null,null,null,null,null,null,null,null,null,null,null,null,null,null,null,null,null,null,"2015-08-13T19:59:59.997",26,26,26,26,26,26,26,{"$f":"\"\"","v":""},{"$f":"\"\"","v":""},{"$f":"\"\"","v":""},{"$f":"\"\"","v":""},{"$f":"\"\"","v":""},{"$f":"\"\"","v":""},{"$f":"\"\"","v":""}]
[null,null,null,null,null,null,null,null,null,null,null,null,null,null,null,null,null,null,null,null,null,null,null,null,null,null,null,null,null,null,null,null,null,null,null,null,null,null,null,null,null,null,null,null,null,null,null,null,null,null,null,null,null,null,null,null,null,null,null,null,null,null,null,null,null,null,null,null,null,null,null,null,null,"2015-08-15T22:59:59.997",26,26,26,26,26,26,26,{"$f":"\"\"","v":""},{"$f":"\"\"","v":""},{"$f":"\"\"","v":""},{"$f":"\"\"","v":""},{"$f":"\"\"","v":""},{"$f":"\"\"","v":""},{"$f":"\"\"","v":""}]
[null,null,null,null,null,null,null,null,null,null,null,null,null,null,null,null,null,null,null,null,null,null,null,null,null,null,null,null,null,null,null,null,null,null,null,null,null,null,null,null,null,null,null,null,null,null,null,null,null,null,null,null,null,null,null,null,null,null,null,null,null,null,null,null,null,null,null,null,null,null,null,null,null,"2015-08-17T09:59:59.997",{"$f":"BW14220","v":""},"","","","","","",{"$f":"\"\"","v":""},{"$f":"\"\"","v":""},{"$f":"\"\"","v":""},{"$f":"\"\"","v":""},{"$f":"\"\"","v":""},{"$f":"\"\"","v":""},{"$f":"\"\"","v":""}]
[null,null,null,null,null,null,null,null,null,null,null,null,null,null,null,null,null,null,null,null,null,null,null,null,null,null,null,null,null,null,null,null,null,null,null,null,null,null,null,null,null,null,null,null,null,null,null,null,null,null,null,null,null,null,null,null,null,null,null,null,null,null,null,null,null,null,null,null,null,null,null,null,null,"2015-08-17T20:59:59.997",26,26,26,26,26,26,26,{"$f":"\"\"","v":""},{"$f":"\"\"","v":""},{"$f":"\"\"","v":""},{"$f":"\"\"","v":""},{"$f":"\"\"","v":""},{"$f":"\"\"","v":""},{"$f":"\"\"","v":""}]
[null,null,null,null,null,null,null,null,null,null,null,null,null,null,null,null,null,null,null,null,null,null,null,null,null,null,null,null,null,null,null,null,null,null,null,null,null,null,null,null,null,null,null,null,null,null,null,null,null,null,null,null,null,null,null,null,null,null,null,null,null,null,null,null,null,null,null,null,null,null,null,null,null,"2015-08-20T04:59:59.997","","","","","","","",{"$f":"\"\"","v":""},{"$f":"\"\"","v":""},{"$f":"\"\"","v":""},{"$f":"\"\"","v":""},{"$f":"\"\"","v":""},{"$f":"\"\"","v":""},{"$f":"\"\"","v":""}]
[null,null,null,null,null,null,null,null,null,null,null,null,null,null,null,null,null,null,null,null,null,null,null,null,null,null,null,null,null,null,null,null,null,null,null,null,null,null,null,null,null,null,null,null,null,null,null,null,null,null,null,null,null,null,null,null,null,null,null,null,null,null,null,null,null,null,null,null,null,null,null,null,null,"2015-08-21T15:59:59.997",26,26,26,26,26,26,26,{"$f":"\"\"","v":""},{"$f":"\"\"","v":""},{"$f":"\"\"","v":""},{"$f":"\"\"","v":""},{"$f":"\"\"","v":""},{"$f":"\"\"","v":""},{"$f":"\"\"","v":""}]
[null,null,null,null,null,null,null,null,null,null,null,null,null,null,null,null,null,null,null,null,null,null,null,null,null,null,null,null,null,null,null,null,null,null,null,null,null,null,null,null,null,null,null,null,null,null,null,null,null,null,null,null,null,null,null,null,null,null,null,null,null,null,null,null,null,null,null,null,null,null,null,null,null,"2015-08-22T08:59:59.997",26,26,26,26,26,26,26,{"$f":"\"\"","v":""},{"$f":"\"\"","v":""},{"$f":"\"\"","v":""},{"$f":"\"\"","v":""},{"$f":"\"\"","v":""},{"$f":"\"\"","v":""},{"$f":"\"\"","v":""}]
[null,null,null,null,null,null,null,null,null,null,null,null,null,null,null,null,null,null,null,null,null,null,null,null,null,null,null,null,null,null,null,null,null,null,null,null,null,null,null,null,null,null,null,null,null,null,null,null,null,null,null,null,null,null,null,null,null,null,null,null,null,null,null,null,null,null,null,null,null,null,null,null,null,"2015-08-24T11:59:59.997",26,26,26,26,26,26,26,{"$f":"\"\"","v":""},{"$f":"\"\"","v":""},{"$f":"\"\"","v":""},{"$f":"\"\"","v":""},{"$f":"\"\"","v":""},{"$f":"\"\"","v":""},{"$f":"\"\"","v":""}]
[null,null,null,null,null,null,null,null,null,null,null,null,null,null,null,null,null,null,null,null,null,null,null,null,null,null,null,null,null,null,null,null,null,null,null,null,null,null,null,null,null,null,null,null,null,null,null,null,null,null,null,null,null,null,null,null,null,null,null,null,null,null,null,null,null,null,null,null,null,null,null,null,null,"2015-08-25T02:59:59.997","","","","","","","",{"$f":"\"\"","v":""},{"$f":"\"\"","v":""},{"$f":"\"\"","v":""},{"$f":"\"\"","v":""},{"$f":"\"\"","v":""},{"$f":"\"\"","v":""},{"$f":"\"\"","v":""}]
[null,null,null,null,null,null,null,null,null,null,null,null,null,null,null,null,null,null,null,null,null,null,null,null,null,null,null,null,null,null,null,null,null,null,null,null,null,null,null,null,null,null,null,null,null,null,null,null,null,null,null,null,null,null,null,null,null,null,null,null,null,null,null,null,null,null,null,null,null,null,null,null,null,"2015-08-26T14:59:59.997","","","","","","","",{"$f":"\"\"","v":""},{"$f":"\"\"","v":""},{"$f":"\"\"","v":""},{"$f":"\"\"","v":""},{"$f":"\"\"","v":""},{"$f":"\"\"","v":""},{"$f":"\"\"","v":""}]
[null,null,null,null,null,null,null,null,null,null,null,null,null,null,null,null,null,null,null,null,null,null,null,null,null,null,null,null,null,null,null,null,null,null,null,null,null,null,null,null,null,null,null,null,null,null,null,null,null,null,null,null,null,null,null,null,null,null,null,null,null,null,null,null,null,null,null,null,null,null,null,null,null,"2015-08-28T01:59:59.997",{"$f":"BW14476","v":""},"","","","","","",{"$f":"\"\"","v":""},{"$f":"\"\"","v":""},{"$f":"\"\"","v":""},{"$f":"\"\"","v":""},{"$f":"\"\"","v":""},{"$f":"\"\"","v":""},{"$f":"\"\"","v":""}]
[null,null,null,null,null,null,null,null,null,null,null,null,null,null,null,null,null,null,null,null,null,null,null,null,null,null,null,null,null,null,null,null,null,null,null,null,null,null,null,null,null,null,null,null,null,null,null,null,null,null,null,null,null,null,null,null,null,null,null,null,null,null,null,null,null,null,null,null,null,null,null,null,null,"2015-08-30T04:59:59.997","","","","","","","",{"$f":"\"\"","v":""},{"$f":"\"\"","v":""},{"$f":"\"\"","v":""},{"$f":"\"\"","v":""},{"$f":"\"\"","v":""},{"$f":"\"\"","v":""},{"$f":"\"\"","v":""}]
[null,null,null,null,null,null,null,null,null,null,null,null,null,null,null,null,null,null,null,null,null,null,null,null,null,null,null,null,null,null,null,null,null,null,null,null,null,null,null,null,null,null,null,null,null,null,null,null,null,null,null,null,null,null,null,null,null,null,null,null,null,null,null,null,null,null,null,null,null,null,null,null,null,"2015-08-30T21:59:59.997",26,26,26,26,26,26,26,{"$f":"\"\"","v":""},{"$f":"\"\"","v":""},{"$f":"\"\"","v":""},{"$f":"\"\"","v":""},{"$f":"\"\"","v":""},{"$f":"\"\"","v":""},{"$f":"\"\"","v":""}]
[null,null,null,null,null,null,null,null,null,null,null,null,null,null,null,null,null,null,null,null,null,null,null,null,null,null,null,null,null,null,null,null,null,null,null,null,null,null,null,null,null,null,null,null,null,null,null,null,null,null,null,null,null,null,null,null,null,null,null,null,null,null,null,null,null,null,null,null,null,null,null,null,null,"2015-09-01T08:59:59.997",{"$f":"\"\"","v":""},{"$f":"\"\"","v":""},26,{"$f":"\"\"","v":""},{"$f":"\"\"","v":""},26,26,{"$f":"\"\"","v":""},{"$f":"\"\"","v":""},{"$f":"\"\"","v":""},{"$f":"\"\"","v":""},{"$f":"\"\"","v":""},{"$f":"\"\"","v":""},{"$f":"\"\"","v":""}]
[null,null,null,null,null,null,null,null,null,null,null,null,null,null,null,null,null,null,null,null,null,null,null,null,null,null,null,null,null,null,null,null,null,null,null,null,null,null,null,null,null,null,null,null,null,null,null,null,null,null,null,null,null,null,null,null,null,null,null,null,null,null,null,null,null,null,null,null,null,null,null,null,null,"2015-09-03T10:59:59.997",{"$f":"\"\"","v":""},{"$f":"\"\"","v":""},"",{"$f":"\"\"","v":""},{"$f":"\"\"","v":""},"","",{"$f":"\"\"","v":""},{"$f":"\"\"","v":""},{"$f":"\"\"","v":""},{"$f":"\"\"","v":""},{"$f":"\"\"","v":""},{"$f":"\"\"","v":""},{"$f":"\"\"","v":""}]
[null,null,null,null,null,null,null,null,null,null,null,null,null,null,null,null,null,null,null,null,null,null,null,null,null,null,null,null,null,null,null,null,null,null,null,null,null,null,null,null,null,null,null,null,null,null,null,null,null,null,null,null,null,null,null,null,null,null,null,null,null,null,null,null,null,null,null,null,null,null,null,null,null,"2015-09-04T21:59:59.997",{"$f":"\"\"","v":""},{"$f":"\"\"","v":""},26,{"$f":"\"\"","v":""},{"$f":"\"\"","v":""},26,26,{"$f":"\"\"","v":""},{"$f":"\"\"","v":""},{"$f":"\"\"","v":""},{"$f":"\"\"","v":""},{"$f":"\"\"","v":""},{"$f":"\"\"","v":""},{"$f":"\"\"","v":""}]
[null,null,null,null,null,null,null,null,null,null,null,null,null,null,null,null,null,null,null,null,null,null,null,null,null,null,null,null,null,null,null,null,null,null,null,null,null,null,null,null,null,null,null,null,null,null,null,null,null,null,null,null,null,null,null,null,null,null,null,null,null,null,null,null,null,null,null,null,null,null,null,null,null,"2015-09-05T14:59:59.997",{"$f":"\"\"","v":""},{"$f":"\"\"","v":""},"",{"$f":"\"\"","v":""},{"$f":"\"\"","v":""},"","",{"$f":"\"\"","v":""},{"$f":"\"\"","v":""},{"$f":"\"\"","v":""},{"$f":"\"\"","v":""},{"$f":"\"\"","v":""},{"$f":"\"\"","v":""},{"$f":"\"\"","v":""}]
[null,null,null,null,null,null,null,null,null,null,null,null,null,null,null,null,null,null,null,null,null,null,null,null,null,null,null,null,null,null,null,null,null,null,null,null,null,null,null,null,null,null,null,null,null,null,null,null,null,null,null,null,null,null,null,null,null,null,null,null,null,null,null,null,null,null,null,null,null,null,null,null,null,"2015-09-07T17:59:59.997",{"$f":"\"\"","v":""},{"$f":"\"\"","v":""},26,{"$f":"\"\"","v":""},{"$f":"\"\"","v":""},{"$f":"CB14732","v":26},26,{"$f":"\"\"","v":""},{"$f":"\"\"","v":""},{"$f":"\"\"","v":""},{"$f":"\"\"","v":""},{"$f":"\"\"","v":""},{"$f":"\"\"","v":""},{"$f":"\"\"","v":""}]
[null,null,null,null,null,null,null,null,null,null,null,null,null,null,null,null,null,null,null,null,null,null,null,null,null,null,null,null,null,null,null,null,null,null,null,null,null,null,null,null,null,null,null,null,null,null,null,null,null,null,null,null,null,null,null,null,null,null,null,null,null,null,null,null,null,null,null,null,null,null,null,null,null,"2015-09-08T14:59:59.997",{"$f":"\"\"","v":""},{"$f":"\"\"","v":""},"",{"$f":"\"\"","v":""},{"$f":"\"\"","v":""},"","",{"$f":"\"\"","v":""},{"$f":"\"\"","v":""},{"$f":"\"\"","v":""},{"$f":"\"\"","v":""},{"$f":"\"\"","v":""},{"$f":"\"\"","v":""},{"$f":"\"\"","v":""}]
[null,null,null,null,null,null,null,null,null,null,null,null,null,null,null,null,null,null,null,null,null,null,null,null,null,null,null,null,null,null,null,null,null,null,null,null,null,null,null,null,null,null,null,null,null,null,null,null,null,null,null,null,null,null,null,null,null,null,null,null,null,null,null,null,null,null,null,null,null,null,null,null,null,"2015-09-09T20:59:59.997",{"$f":"\"\"","v":""},{"$f":"\"\"","v":""},26,{"$f":"\"\"","v":""},{"$f":"\"\"","v":""},26,26,{"$f":"\"\"","v":""},{"$f":"\"\"","v":""},{"$f":"\"\"","v":""},{"$f":"\"\"","v":""},{"$f":"\"\"","v":""},{"$f":"\"\"","v":""},{"$f":"\"\"","v":""}]
[null,null,null,null,null,null,null,null,null,null,null,null,null,null,null,null,null,null,null,null,null,null,null,null,null,null,null,null,null,null,null,null,null,null,null,null,null,null,null,null,null,null,null,null,null,null,null,null,null,null,null,null,null,null,null,null,null,null,null,null,null,null,null,null,null,null,null,null,null,null,null,null,null,"2015-09-11T23:59:59.997",{"$f":"\"\"","v":""},{"$f":"\"\"","v":""},"",{"$f":"\"\"","v":""},{"$f":"\"\"","v":""},"","",{"$f":"\"\"","v":""},{"$f":"\"\"","v":""},{"$f":"\"\"","v":""},{"$f":"\"\"","v":""},{"$f":"\"\"","v":""},{"$f":"\"\"","v":""},{"$f":"\"\"","v":""}]
[null,null,null,null,null,null,null,null,null,null,null,null,null,null,null,null,null,null,null,null,null,null,null,null,null,null,null,null,null,null,null,null,null,null,null,null,null,null,null,null,null,null,null,null,null,null,null,null,null,null,null,null,null,null,null,null,null,null,null,null,null,null,null,null,null,null,null,null,null,null,null,null,null,"2015-09-13T10:59:59.997",{"$f":"\"\"","v":""},{"$f":"\"\"","v":""},"",{"$f":"\"\"","v":""},{"$f":"\"\"","v":""},"","",{"$f":"\"\"","v":""},{"$f":"\"\"","v":""},{"$f":"\"\"","v":""},{"$f":"\"\"","v":""},{"$f":"\"\"","v":""},{"$f":"\"\"","v":""},{"$f":"\"\"","v":""}]
[null,null,null,null,null,null,null,null,null,null,null,null,null,null,null,null,null,null,null,null,null,null,null,null,null,null,null,null,null,null,null,null,null,null,null,null,null,null,null,null,null,null,null,null,null,null,null,null,null,null,null,null,null,null,null,null,null,null,null,null,null,null,null,null,null,null,null,null,null,null,null,null,null,"2015-09-14T03:59:59.997",{"$f":"\"\"","v":""},{"$f":"\"\"","v":""},"",{"$f":"\"\"","v":""},{"$f":"\"\"","v":""},"","",{"$f":"\"\"","v":""},{"$f":"\"\"","v":""},{"$f":"\"\"","v":""},{"$f":"\"\"","v":""},{"$f":"\"\"","v":""},{"$f":"\"\"","v":""},{"$f":"\"\"","v":""}]
[null,null,null,null,null,null,null,null,null,null,null,null,null,null,null,null,null,null,null,null,null,null,null,null,null,null,null,null,null,null,null,null,null,null,null,null,null,null,null,null,null,null,null,null,null,null,null,null,null,null,null,null,null,null,null,null,null,null,null,null,null,null,null,null,null,null,null,null,null,null,null,null,null,"2015-09-15T20:59:59.997",{"$f":"\"\"","v":""},{"$f":"\"\"","v":""},26,{"$f":"\"\"","v":""},{"$f":"\"\"","v":""},26,26,{"$f":"\"\"","v":""},{"$f":"\"\"","v":""},{"$f":"\"\"","v":""},{"$f":"\"\"","v":""},{"$f":"\"\"","v":""},{"$f":"\"\"","v":""},{"$f":"\"\"","v":""}]
[null,null,null,null,null,null,null,null,null,null,null,null,null,null,null,null,null,null,null,null,null,null,null,null,null,null,null,null,null,null,null,null,null,null,null,null,null,null,null,null,null,null,null,null,null,null,null,null,null,null,null,null,null,null,null,null,null,null,null,null,null,null,null,null,null,null,null,null,null,null,null,null,null,"2015-09-17T16:59:59.997",{"$f":"\"\"","v":""},{"$f":"\"\"","v":""},26,{"$f":"\"\"","v":""},{"$f":"\"\"","v":""},26,26,{"$f":"\"\"","v":""},{"$f":"\"\"","v":""},{"$f":"\"\"","v":""},{"$f":"\"\"","v":""},{"$f":"\"\"","v":""},{"$f":"\"\"","v":""},{"$f":"\"\"","v":""}]
[null,null,null,null,null,null,null,null,null,null,null,null,null,null,null,null,null,null,null,null,null,null,null,null,null,null,null,null,null,null,null,null,null,null,null,null,null,null,null,null,null,null,null,null,null,null,null,null,null,null,null,null,null,null,null,null,null,null,null,null,null,null,null,null,null,null,null,null,null,null,null,null,null,"2015-09-18T09:59:59.997",{"$f":"\"\"","v":""},{"$f":"\"\"","v":""},"",{"$f":"\"\"","v":""},{"$f":"\"\"","v":""},{"$f":"CB14988","v":""},"",{"$f":"\"\"","v":""},{"$f":"\"\"","v":""},{"$f":"\"\"","v":""},{"$f":"\"\"","v":""},{"$f":"\"\"","v":""},{"$f":"\"\"","v":""},{"$f":"\"\"","v":""}]
[null,null,null,null,null,null,null,null,null,null,null,null,null,null,null,null,null,null,null,null,null,null,null,null,null,null,null,null,null,null,null,null,null,null,null,null,null,null,null,null,null,null,null,null,null,null,null,null,null,null,null,null,null,null,null,null,null,null,null,null,null,null,null,null,null,null,null,null,null,null,null,null,null,"2015-09-19T20:59:59.997",{"$f":"\"\"","v":""},{"$f":"\"\"","v":""},26,{"$f":"\"\"","v":""},{"$f":"\"\"","v":""},26,26,{"$f":"\"\"","v":""},{"$f":"\"\"","v":""},{"$f":"\"\"","v":""},{"$f":"\"\"","v":""},{"$f":"\"\"","v":""},{"$f":"\"\"","v":""},{"$f":"\"\"","v":""}]
[null,null,null,null,null,null,null,null,null,null,null,null,null,null,null,null,null,null,null,null,null,null,null,null,null,null,null,null,null,null,null,null,null,null,null,null,null,null,null,null,null,null,null,null,null,null,null,null,null,null,null,null,null,null,null,null,null,null,null,null,null,null,null,null,null,null,null,null,null,null,null,null,null,"2015-09-21T23:59:59.997",{"$f":"\"\"","v":""},{"$f":"\"\"","v":""},"",{"$f":"\"\"","v":""},{"$f":"\"\"","v":""},"","",{"$f":"\"\"","v":""},{"$f":"\"\"","v":""},{"$f":"\"\"","v":""},{"$f":"\"\"","v":""},{"$f":"\"\"","v":""},{"$f":"\"\"","v":""},{"$f":"\"\"","v":""}]
[null,null,null,null,null,null,null,null,null,null,null,null,null,null,null,null,null,null,null,null,null,null,null,null,null,null,null,null,null,null,null,null,null,null,null,null,null,null,null,null,null,null,null,null,null,null,null,null,null,null,null,null,null,null,null,null,null,null,null,null,null,null,null,null,null,null,null,null,null,null,null,null,null,"2015-09-23T02:59:59.997",{"$f":"\"\"","v":""},{"$f":"\"\"","v":""},{"$f":"\"\"","v":""},{"$f":"\"\"","v":""},{"$f":"\"\"","v":""},"","",{"$f":"\"\"","v":""},{"$f":"\"\"","v":""},{"$f":"\"\"","v":""},{"$f":"\"\"","v":""},{"$f":"\"\"","v":""},{"$f":"\"\"","v":""},{"$f":"\"\"","v":""}]
[null,null,null,null,null,null,null,null,null,null,null,null,null,null,null,null,null,null,null,null,null,null,null,null,null,null,null,null,null,null,null,null,null,null,null,null,null,null,null,null,null,null,null,null,null,null,null,null,null,null,null,null,null,null,null,null,null,null,null,null,null,null,null,null,null,null,null,null,null,null,null,null,null,"2015-09-24T02:59:59.997",{"$f":"\"\"","v":""},{"$f":"\"\"","v":""},{"$f":"\"\"","v":""},{"$f":"\"\"","v":""},{"$f":"\"\"","v":""},"","",{"$f":"\"\"","v":""},{"$f":"\"\"","v":""},{"$f":"\"\"","v":""},{"$f":"\"\"","v":""},{"$f":"\"\"","v":""},{"$f":"\"\"","v":""},{"$f":"\"\"","v":""}]
[null,null,null,null,null,null,null,null,null,null,null,null,null,null,null,null,null,null,null,null,null,null,null,null,null,null,null,null,null,null,null,null,null,null,null,null,null,null,null,null,null,null,null,null,null,null,null,null,null,null,null,null,null,null,null,null,null,null,null,null,null,null,null,null,null,null,null,null,null,null,null,null,null,"2015-09-26T05:59:59.997",{"$f":"\"\"","v":""},{"$f":"\"\"","v":""},{"$f":"\"\"","v":""},{"$f":"\"\"","v":""},{"$f":"\"\"","v":""},26,26,{"$f":"\"\"","v":""},{"$f":"\"\"","v":""},{"$f":"\"\"","v":""},{"$f":"\"\"","v":""},{"$f":"\"\"","v":""},{"$f":"\"\"","v":""},{"$f":"\"\"","v":""}]
[null,null,null,null,null,null,null,null,null,null,null,null,null,null,null,null,null,null,null,null,null,null,null,null,null,null,null,null,null,null,null,null,null,null,null,null,null,null,null,null,null,null,null,null,null,null,null,null,null,null,null,null,null,null,null,null,null,null,null,null,null,null,null,null,null,null,null,null,null,null,null,null,null,"2015-09-26T06:59:59.997",{"$f":"\"\"","v":""},{"$f":"\"\"","v":""},{"$f":"\"\"","v":""},{"$f":"\"\"","v":""},{"$f":"\"\"","v":""},26,26,{"$f":"\"\"","v":""},{"$f":"\"\"","v":""},{"$f":"\"\"","v":""},{"$f":"\"\"","v":""},{"$f":"\"\"","v":""},{"$f":"\"\"","v":""},{"$f":"\"\"","v":""}]
[null,null,null,null,null,null,null,null,null,null,null,null,null,null,null,null,null,null,null,null,null,null,null,null,null,null,null,null,null,null,null,null,null,null,null,null,null,null,null,null,null,null,null,null,null,null,null,null,null,null,null,null,null,null,null,null,null,null,null,null,null,null,null,null,null,null,null,null,null,null,null,null,null,"2015-09-28T12:59:59.997",{"$f":"\"\"","v":""},{"$f":"\"\"","v":""},{"$f":"\"\"","v":""},{"$f":"\"\"","v":""},{"$f":"\"\"","v":""},26,26,{"$f":"\"\"","v":""},{"$f":"\"\"","v":""},{"$f":"\"\"","v":""},{"$f":"\"\"","v":""},{"$f":"\"\"","v":""},{"$f":"\"\"","v":""},{"$f":"\"\"","v":""}]
[null,null,null,null,null,null,null,null,null,null,null,null,null,null,null,null,null,null,null,null,null,null,null,null,null,null,null,null,null,null,null,null,null,null,null,null,null,null,null,null,null,null,null,null,null,null,null,null,null,null,null,null,null,null,null,null,null,null,null,null,null,null,null,null,null,null,null,null,null,null,null,null,null,"2015-09-29T01:59:59.997",{"$f":"\"\"","v":""},{"$f":"\"\"","v":""},{"$f":"\"\"","v":""},{"$f":"\"\"","v":""},{"$f":"\"\"","v":""},{"$f":"CB15244","v":""},"",{"$f":"\"\"","v":""},{"$f":"\"\"","v":""},{"$f":"\"\"","v":""},{"$f":"\"\"","v":""},{"$f":"\"\"","v":""},{"$f":"\"\"","v":""},{"$f":"\"\"","v":""}]
[null,null,null,null,null,null,null,null,null,null,null,null,null,null,null,null,null,null,null,null,null,null,null,null,null,null,null,null,null,null,null,null,null,null,null,null,null,null,null,null,null,null,null,null,null,null,null,null,null,null,null,null,null,null,null,null,null,null,null,null,null,null,null,null,null,null,null,null,null,null,null,null,null,"2015-09-30T12:59:59.997",{"$f":"\"\"","v":""},{"$f":"\"\"","v":""},{"$f":"\"\"","v":""},{"$f":"\"\"","v":""},{"$f":"\"\"","v":""},26,26,{"$f":"\"\"","v":""},{"$f":"\"\"","v":""},{"$f":"\"\"","v":""},{"$f":"\"\"","v":""},{"$f":"\"\"","v":""},{"$f":"\"\"","v":""},{"$f":"\"\"","v":""}]
[null,null,null,null,null,null,null,null,null,null,null,null,null,null,null,null,null,null,null,null,null,null,null,null,null,null,null,null,null,null,null,null,null,null,null,null,null,null,null,null,null,null,null,null,null,null,null,null,null,null,null,null,null,null,null,null,null,null,null,null,null,null,null,null,null,null,null,null,null,null,null,null,null,"2015-10-02T15:59:59.997",{"$f":"\"\"","v":""},{"$f":"\"\"","v":""},{"$f":"\"\"","v":""},{"$f":"\"\"","v":""},{"$f":"\"\"","v":""},26,26,20,{"$f":"\"\"","v":""},{"$f":"\"\"","v":""},{"$f":"\"\"","v":""},{"$f":"\"\"","v":""},{"$f":"\"\"","v":""},{"$f":"\"\"","v":""}]
[null,null,null,null,null,null,null,null,null,null,null,null,null,null,null,null,null,null,null,null,null,null,null,null,null,null,null,null,null,null,null,null,null,null,null,null,null,null,null,null,null,null,null,null,null,null,null,null,null,null,null,null,null,null,null,null,null,null,null,null,null,null,null,null,null,null,null,null,null,null,null,null,null,"2015-10-04T02:59:59.997",{"$f":"\"\"","v":""},{"$f":"\"\"","v":""},{"$f":"\"\"","v":""},{"$f":"\"\"","v":""},{"$f":"\"\"","v":""},"","","",{"$f":"\"\"","v":""},{"$f":"\"\"","v":""},{"$f":"\"\"","v":""},{"$f":"\"\"","v":""},{"$f":"\"\"","v":""},{"$f":"\"\"","v":""}]
[null,null,null,null,null,null,null,null,null,null,null,null,null,null,null,null,null,null,null,null,null,null,null,null,null,null,null,null,null,null,null,null,null,null,null,null,null,null,null,null,null,null,null,null,null,null,null,null,null,null,null,null,null,null,null,null,null,null,null,null,null,null,null,null,null,null,null,null,null,null,null,null,null,{"$f":"BV15428+1/24","v":"2015-10-05T18:59:59.997"},{"$f":"\"\"","v":""},{"$f":"\"\"","v":""},{"$f":"\"\"","v":""},{"$f":"\"\"","v":""},{"$f":"\"\"","v":""},26,26,20,20,{"$f":"\"\"","v":""},{"$f":"\"\"","v":""},{"$f":"\"\"","v":""},{"$f":"\"\"","v":""},{"$f":"\"\"","v":""}]
[null,null,null,null,null,null,null,null,null,null,null,null,null,null,null,null,null,null,null,null,null,null,null,null,null,null,null,null,null,null,null,null,null,null,null,null,null,null,null,null,null,null,null,null,null,null,null,null,null,null,null,null,null,null,null,null,null,null,null,null,null,null,null,null,null,null,null,null,null,null,null,null,null,"2015-10-06T21:59:59.997",{"$f":"\"\"","v":""},{"$f":"\"\"","v":""},{"$f":"\"\"","v":""},{"$f":"\"\"","v":""},{"$f":"\"\"","v":""},26,26,20,20,{"$f":"\"\"","v":""},{"$f":"\"\"","v":""},20,{"$f":"\"\"","v":""},{"$f":"\"\"","v":""}]
[null,null,null,null,null,null,null,null,null,null,null,null,null,null,null,null,null,null,null,null,null,null,null,null,null,null,null,null,null,null,null,null,null,null,null,null,null,null,null,null,null,null,null,null,null,null,null,null,null,null,null,null,null,null,null,null,null,null,null,null,null,null,null,null,null,null,null,null,null,null,null,null,null,"2015-10-08T08:59:59.997",{"$f":"\"\"","v":""},{"$f":"\"\"","v":""},{"$f":"\"\"","v":""},{"$f":"\"\"","v":""},{"$f":"\"\"","v":""},26,26,20,20,{"$f":"\"\"","v":""},{"$f":"\"\"","v":""},20,{"$f":"\"\"","v":""},{"$f":"\"\"","v":""}]
[null,null,null,null,null,null,null,null,null,null,null,null,null,null,null,null,null,null,null,null,null,null,null,null,null,null,null,null,null,null,null,null,null,null,null,null,null,null,null,null,null,null,null,null,null,null,null,null,null,null,null,null,null,null,null,null,null,null,null,null,null,null,null,null,null,null,null,null,null,null,null,null,null,"2015-10-09T01:59:59.997",{"$f":"\"\"","v":""},{"$f":"\"\"","v":""},{"$f":"\"\"","v":""},{"$f":"\"\"","v":""},{"$f":"\"\"","v":""},{"$f":"CB15484","v":""},"","","",{"$f":"\"\"","v":""},{"$f":"\"\"","v":""},"",{"$f":"\"\"","v":""},{"$f":"\"\"","v":""}]
[null,null,null,null,null,null,null,null,null,null,null,null,null,null,null,null,null,null,null,null,null,null,null,null,null,null,null,null,null,null,null,null,null,null,null,null,null,null,null,null,null,null,null,null,null,null,null,null,null,null,null,null,null,null,null,null,null,null,null,null,null,null,null,null,null,null,null,null,null,null,null,null,null,"2015-10-11T04:59:59.997",{"$f":"\"\"","v":""},{"$f":"\"\"","v":""},{"$f":"\"\"","v":""},{"$f":"\"\"","v":""},{"$f":"\"\"","v":""},"","","","",{"$f":"\"\"","v":""},{"$f":"\"\"","v":""},"",{"$f":"\"\"","v":""},{"$f":"\"\"","v":""}]
[null,null,null,null,null,null,null,null,null,null,null,null,null,null,null,null,null,null,null,null,null,null,null,null,null,null,null,null,null,null,null,null,null,null,null,null,null,null,null,null,null,null,null,null,null,null,null,null,null,null,null,null,null,null,null,null,null,null,null,null,null,null,null,null,null,null,null,null,null,null,null,null,null,"2015-10-13T00:59:59.997",{"$f":"\"\"","v":""},{"$f":"\"\"","v":""},{"$f":"\"\"","v":""},{"$f":"\"\"","v":""},{"$f":"\"\"","v":""},"","","","",{"$f":"\"\"","v":""},{"$f":"\"\"","v":""},"",{"$f":"\"\"","v":""},{"$f":"\"\"","v":""}]
[null,null,null,null,null,null,null,null,null,null,null,null,null,null,null,null,null,null,null,null,null,null,null,null,null,null,null,null,null,null,null,null,null,null,null,null,null,null,null,null,null,null,null,null,null,null,null,null,null,null,null,null,null,null,null,null,null,null,null,null,null,null,null,null,null,null,null,null,null,null,null,null,null,"2015-10-13T07:59:59.997",{"$f":"\"\"","v":""},{"$f":"\"\"","v":""},{"$f":"\"\"","v":""},{"$f":"\"\"","v":""},{"$f":"\"\"","v":""},26,26,20,20,{"$f":"\"\"","v":""},{"$f":"\"\"","v":""},20,{"$f":"\"\"","v":""},{"$f":"\"\"","v":""}]
[null,null,null,null,null,null,null,null,null,null,null,null,null,null,null,null,null,null,null,null,null,null,null,null,null,null,null,null,null,null,null,null,null,null,null,null,null,null,null,null,null,null,null,null,null,null,null,null,null,null,null,null,null,null,null,null,null,null,null,null,null,null,null,null,null,null,null,null,null,null,null,null,null,"2015-10-14T18:59:59.997",{"$f":"\"\"","v":""},{"$f":"\"\"","v":""},{"$f":"\"\"","v":""},{"$f":"\"\"","v":""},{"$f":"\"\"","v":""},26,26,20,20,{"$f":"\"\"","v":""},{"$f":"\"\"","v":""},20,{"$f":"\"\"","v":""},{"$f":"\"\"","v":""}]
[null,null,null,null,null,null,null,null,null,null,null,null,null,null,null,null,null,null,null,null,null,null,null,null,null,null,null,null,null,null,null,null,null,null,null,null,null,null,null,null,null,null,null,null,null,null,null,null,null,null,null,null,null,null,null,null,null,null,null,null,null,null,null,null,null,null,null,null,null,null,null,null,null,"2015-10-16T21:59:59.997",{"$f":"\"\"","v":""},{"$f":"\"\"","v":""},{"$f":"\"\"","v":""},{"$f":"\"\"","v":""},{"$f":"\"\"","v":""},26,26,20,20,{"$f":"\"\"","v":""},{"$f":"\"\"","v":""},20,{"$f":"\"\"","v":""},{"$f":"\"\"","v":""}]
[null,null,null,null,null,null,null,null,null,null,null,null,null,null,null,null,null,null,null,null,null,null,null,null,null,null,null,null,null,null,null,null,null,null,null,null,null,null,null,null,null,null,null,null,null,null,null,null,null,null,null,null,null,null,null,null,null,null,null,null,null,null,null,null,null,null,null,null,null,null,null,null,null,"2015-10-17T14:59:59.997",{"$f":"\"\"","v":""},{"$f":"\"\"","v":""},{"$f":"\"\"","v":""},{"$f":"\"\"","v":""},{"$f":"\"\"","v":""},"","","","",{"$f":"\"\"","v":""},{"$f":"\"\"","v":""},"",{"$f":"\"\"","v":""},{"$f":"\"\"","v":""}]
[null,null,null,null,null,null,null,null,null,null,null,null,null,null,null,null,null,null,null,null,null,null,null,null,null,null,null,null,null,null,null,null,null,null,null,null,null,null,null,null,null,null,null,null,null,null,null,null,null,null,null,null,null,null,null,null,null,null,null,null,null,null,null,null,null,null,null,null,null,null,null,null,null,"2015-10-18T21:59:59.997",{"$f":"\"\"","v":""},{"$f":"\"\"","v":""},{"$f":"\"\"","v":""},{"$f":"\"\"","v":""},{"$f":"\"\"","v":""},26,26,20,20,{"$f":"\"\"","v":""},{"$f":"\"\"","v":""},20,{"$f":"\"\"","v":""},{"$f":"\"\"","v":""}]
[null,null,null,null,null,null,null,null,null,null,null,null,null,null,null,null,null,null,null,null,null,null,null,null,null,null,null,null,null,null,null,null,null,null,null,null,null,null,null,null,null,null,null,null,null,null,null,null,null,null,null,null,null,null,null,null,null,null,null,null,null,null,null,null,null,null,null,null,null,null,null,null,null,"2015-10-21T03:59:59.997",{"$f":"\"\"","v":""},{"$f":"\"\"","v":""},{"$f":"\"\"","v":""},{"$f":"\"\"","v":""},{"$f":"\"\"","v":""},"","","","",{"$f":"\"\"","v":""},{"$f":"\"\"","v":""},"",{"$f":"\"\"","v":""},{"$f":"\"\"","v":""}]
[null,null,null,null,null,null,null,null,null,null,null,null,null,null,null,null,null,null,null,null,null,null,null,null,null,null,null,null,null,null,null,null,null,null,null,null,null,null,null,null,null,null,null,null,null,null,null,null,null,null,null,null,null,null,null,null,null,null,null,null,null,null,null,null,null,null,null,null,null,null,null,null,null,"2015-10-22T14:59:59.997",{"$f":"\"\"","v":""},{"$f":"\"\"","v":""},{"$f":"\"\"","v":""},{"$f":"\"\"","v":""},{"$f":"\"\"","v":""},"","","","",{"$f":"\"\"","v":""},{"$f":"\"\"","v":""},"",{"$f":"\"\"","v":""},{"$f":"\"\"","v":""}]
[null,null,null,null,null,null,null,null,null,null,null,null,null,null,null,null,null,null,null,null,null,null,null,null,null,null,null,null,null,null,null,null,null,null,null,null,null,null,null,null,null,null,null,null,null,null,null,null,null,null,null,null,null,null,null,null,null,null,null,null,null,null,null,null,null,null,null,null,null,null,null,null,null,"2015-10-23T07:59:59.997",{"$f":"\"\"","v":""},{"$f":"\"\"","v":""},{"$f":"\"\"","v":""},{"$f":"\"\"","v":""},{"$f":"\"\"","v":""},{"$f":"\"\"","v":""},26,20,20,{"$f":"\"\"","v":""},{"$f":"\"\"","v":""},20,{"$f":"\"\"","v":""},{"$f":"\"\"","v":""}]
[null,null,null,null,null,null,null,null,null,null,null,null,null,null,null,null,null,null,null,null,null,null,null,null,null,null,null,null,null,null,null,null,null,null,null,null,null,null,null,null,null,null,null,null,null,null,null,null,null,null,null,null,null,null,null,null,null,null,null,null,null,null,null,null,null,null,null,null,null,null,null,null,null,"2015-10-25T10:59:59.997",{"$f":"\"\"","v":""},{"$f":"\"\"","v":""},{"$f":"\"\"","v":""},{"$f":"\"\"","v":""},{"$f":"\"\"","v":""},{"$f":"\"\"","v":""},"","","",{"$f":"\"\"","v":""},{"$f":"\"\"","v":""},"",{"$f":"\"\"","v":""},{"$f":"\"\"","v":""}]
[null,null,null,null,null,null,null,null,null,null,null,null,null,null,null,null,null,null,null,null,null,null,null,null,null,null,null,null,null,null,null,null,null,null,null,null,null,null,null,null,null,null,null,null,null,null,null,null,null,null,null,null,null,null,null,null,null,null,null,null,null,null,null,null,null,null,null,null,null,null,null,null,null,"2015-10-26T03:59:59.997",{"$f":"\"\"","v":""},{"$f":"\"\"","v":""},{"$f":"\"\"","v":""},{"$f":"\"\"","v":""},{"$f":"\"\"","v":""},{"$f":"\"\"","v":""},"","","",{"$f":"\"\"","v":""},{"$f":"\"\"","v":""},"",{"$f":"\"\"","v":""},{"$f":"\"\"","v":""}]
[null,null,null,null,null,null,null,null,null,null,null,null,null,null,null,null,null,null,null,null,null,null,null,null,null,null,null,null,null,null,null,null,null,null,null,null,null,null,null,null,null,null,null,null,null,null,null,null,null,null,null,null,null,null,null,null,null,null,null,null,null,null,null,null,null,null,null,null,null,null,null,null,null,"2015-10-27T13:59:59.997",{"$f":"\"\"","v":""},{"$f":"\"\"","v":""},{"$f":"\"\"","v":""},{"$f":"\"\"","v":""},{"$f":"\"\"","v":""},{"$f":"\"\"","v":""},"","","",{"$f":"\"\"","v":""},{"$f":"\"\"","v":""},"",{"$f":"\"\"","v":""},{"$f":"\"\"","v":""}]
[null,null,null,null,null,null,null,null,null,null,null,null,null,null,null,null,null,null,null,null,null,null,null,null,null,null,null,null,null,null,null,null,null,null,null,null,null,null,null,null,null,null,null,null,null,null,null,null,null,null,null,null,null,null,null,null,null,null,null,null,null,null,null,null,null,null,null,null,null,null,null,null,null,"2015-10-29T16:59:59.997",{"$f":"\"\"","v":""},{"$f":"\"\"","v":""},{"$f":"\"\"","v":""},{"$f":"\"\"","v":""},{"$f":"\"\"","v":""},{"$f":"\"\"","v":""},26,20,20,{"$f":"\"\"","v":""},{"$f":"\"\"","v":""},20,{"$f":"\"\"","v":""},{"$f":"\"\"","v":""}]
[null,null,null,null,null,null,null,null,null,null,null,null,null,null,null,null,null,null,null,null,null,null,null,null,null,null,null,null,null,null,null,null,null,null,null,null,null,null,null,null,null,null,null,null,null,null,null,null,null,null,null,null,null,null,null,null,null,null,null,null,null,null,null,null,null,null,null,null,null,null,null,null,null,"2015-10-31T03:59:59.997",{"$f":"\"\"","v":""},{"$f":"\"\"","v":""},{"$f":"\"\"","v":""},{"$f":"\"\"","v":""},{"$f":"\"\"","v":""},{"$f":"\"\"","v":""},"","","",{"$f":"\"\"","v":""},{"$f":"\"\"","v":""},"",{"$f":"\"\"","v":""},{"$f":"\"\"","v":""}]
[null,null,null,null,null,null,null,null,null,null,null,null,null,null,null,null,null,null,null,null,null,null,null,null,null,null,null,null,null,null,null,null,null,null,null,null,null,null,null,null,null,null,null,null,null,null,null,null,null,null,null,null,null,null,null,null,null,null,null,null,null,null,null,null,null,null,null,null,null,null,null,null,null,"2015-10-31T20:59:59.997",{"$f":"\"\"","v":""},{"$f":"\"\"","v":""},{"$f":"\"\"","v":""},{"$f":"\"\"","v":""},{"$f":"\"\"","v":""},{"$f":"\"\"","v":""},26,20,20,{"$f":"\"\"","v":""},{"$f":"\"\"","v":""},20,{"$f":"\"\"","v":""},{"$f":"\"\"","v":""}]
[null,null,null,null,null,null,null,null,null,null,null,null,null,null,null,null,null,null,null,null,null,null,null,null,null,null,null,null,null,null,null,null,null,null,null,null,null,null,null,null,null,null,null,null,null,null,null,null,null,null,null,null,null,null,null,null,null,null,null,null,null,null,null,null,null,null,null,null,null,null,null,null,null,"2015-11-02T09:59:59.997",{"$f":"\"\"","v":""},{"$f":"\"\"","v":""},{"$f":"\"\"","v":""},{"$f":"\"\"","v":""},{"$f":"\"\"","v":""},{"$f":"\"\"","v":""},"","","",{"$f":"\"\"","v":""},{"$f":"\"\"","v":""},"",{"$f":"\"\"","v":""},{"$f":"\"\"","v":""}]
[null,null,null,null,null,null,null,null,null,null,null,null,null,null,null,null,null,null,null,null,null,null,null,null,null,null,null,null,null,null,null,null,null,null,null,null,null,null,null,null,null,null,null,null,null,null,null,null,null,null,null,null,null,null,null,null,null,null,null,null,null,null,null,null,null,null,null,null,null,null,null,null,null,"2015-11-04T09:59:59.997",{"$f":"\"\"","v":""},{"$f":"\"\"","v":""},{"$f":"\"\"","v":""},{"$f":"\"\"","v":""},{"$f":"\"\"","v":""},{"$f":"\"\"","v":""},"","","",{"$f":"\"\"","v":""},{"$f":"\"\"","v":""},"",{"$f":"\"\"","v":""},{"$f":"\"\"","v":""}]
[null,null,null,null,null,null,null,null,null,null,null,null,null,null,null,null,null,null,null,null,null,null,null,null,null,null,null,null,null,null,null,null,null,null,null,null,null,null,null,null,null,null,null,null,null,null,null,null,null,null,null,null,null,null,null,null,null,null,null,null,null,null,null,null,null,null,null,null,null,null,null,null,null,"2015-11-05T02:59:59.997",{"$f":"\"\"","v":""},{"$f":"\"\"","v":""},{"$f":"\"\"","v":""},{"$f":"\"\"","v":""},{"$f":"\"\"","v":""},{"$f":"\"\"","v":""},"","","",{"$f":"\"\"","v":""},{"$f":"\"\"","v":""},"",{"$f":"\"\"","v":""},{"$f":"\"\"","v":""}]
[null,null,null,null,null,null,null,null,null,null,null,null,null,null,null,null,null,null,null,null,null,null,null,null,null,null,null,null,null,null,null,null,null,null,null,null,null,null,null,null,null,null,null,null,null,null,null,null,null,null,null,null,null,null,null,null,null,null,null,null,null,null,null,null,null,null,null,null,null,null,null,null,null,"2015-11-06T13:59:59.997",{"$f":"\"\"","v":""},{"$f":"\"\"","v":""},{"$f":"\"\"","v":""},{"$f":"\"\"","v":""},{"$f":"\"\"","v":""},{"$f":"\"\"","v":""},"","","",{"$f":"\"\"","v":""},{"$f":"\"\"","v":""},"",{"$f":"\"\"","v":""},{"$f":"\"\"","v":""}]
[null,null,null,null,null,null,null,null,null,null,null,null,null,null,null,null,null,null,null,null,null,null,null,null,null,null,null,null,null,null,null,null,null,null,null,null,null,null,null,null,null,null,null,null,null,null,null,null,null,null,null,null,null,null,null,null,null,null,null,null,null,null,null,null,null,null,null,null,null,null,null,null,null,"2015-11-08T16:59:59.997",{"$f":"\"\"","v":""},{"$f":"\"\"","v":""},{"$f":"\"\"","v":""},{"$f":"\"\"","v":""},{"$f":"\"\"","v":""},{"$f":"\"\"","v":""},26,20,20,{"$f":"\"\"","v":""},{"$f":"\"\"","v":""},20,{"$f":"\"\"","v":""},{"$f":"\"\"","v":""}]
[null,null,null,null,null,null,null,null,null,null,null,null,null,null,null,null,null,null,null,null,null,null,null,null,null,null,null,null,null,null,null,null,null,null,null,null,null,null,null,null,null,null,null,null,null,null,null,null,null,null,null,null,null,null,null,null,null,null,null,null,null,null,null,null,null,null,null,null,null,null,null,null,null,"2015-11-09T11:59:59.997",{"$f":"\"\"","v":""},{"$f":"\"\"","v":""},{"$f":"\"\"","v":""},{"$f":"\"\"","v":""},{"$f":"\"\"","v":""},{"$f":"\"\"","v":""},26,20,20,{"$f":"\"\"","v":""},{"$f":"\"\"","v":""},20,{"$f":"\"\"","v":""},{"$f":"\"\"","v":""}]
[null,null,null,null,null,null,null,null,null,null,null,null,null,null,null,null,null,null,null,null,null,null,null,null,null,null,null,null,null,null,null,null,null,null,null,null,null,null,null,null,null,null,null,null,null,null,null,null,null,null,null,null,null,null,null,null,null,null,null,null,null,null,null,null,null,null,null,null,null,null,null,null,null,"2015-11-10T19:59:59.997",{"$f":"\"\"","v":""},{"$f":"\"\"","v":""},{"$f":"\"\"","v":""},{"$f":"\"\"","v":""},{"$f":"\"\"","v":""},{"$f":"\"\"","v":""},26,20,20,{"$f":"\"\"","v":""},{"$f":"\"\"","v":""},20,{"$f":"\"\"","v":""},{"$f":"\"\"","v":""}]
[null,null,null,null,null,null,null,null,null,null,null,null,null,null,null,null,null,null,null,null,null,null,null,null,null,null,null,null,null,null,null,null,null,null,null,null,null,null,null,null,null,null,null,null,null,null,null,null,null,null,null,null,null,null,null,null,null,null,null,null,null,null,null,null,null,null,null,null,null,null,null,null,null,"2015-11-12T22:59:59.997",{"$f":"\"\"","v":""},{"$f":"\"\"","v":""},{"$f":"\"\"","v":""},{"$f":"\"\"","v":""},{"$f":"\"\"","v":""},{"$f":"\"\"","v":""},26,20,20,{"$f":"\"\"","v":""},{"$f":"\"\"","v":""},20,{"$f":"\"\"","v":""},{"$f":"\"\"","v":""}]
[null,null,null,null,null,null,null,null,null,null,null,null,null,null,null,null,null,null,null,null,null,null,null,null,null,null,null,null,null,null,null,null,null,null,null,null,null,null,null,null,null,null,null,null,null,null,null,null,null,null,null,null,null,null,null,null,null,null,null,null,null,null,null,null,null,null,null,null,null,null,null,null,null,"2015-11-14T09:59:59.997",{"$f":"\"\"","v":""},{"$f":"\"\"","v":""},{"$f":"\"\"","v":""},{"$f":"\"\"","v":""},{"$f":"\"\"","v":""},{"$f":"\"\"","v":""},"","","",{"$f":"\"\"","v":""},{"$f":"\"\"","v":""},"",{"$f":"\"\"","v":""},{"$f":"\"\"","v":""}]
[null,null,null,null,null,null,null,null,null,null,null,null,null,null,null,null,null,null,null,null,null,null,null,null,null,null,null,null,null,null,null,null,null,null,null,null,null,null,null,null,null,null,null,null,null,null,null,null,null,null,null,null,null,null,null,null,null,null,null,null,null,null,null,null,null,null,null,null,null,null,null,null,null,"2015-11-15T01:59:59.997",{"$f":"\"\"","v":""},{"$f":"\"\"","v":""},{"$f":"\"\"","v":""},{"$f":"\"\"","v":""},{"$f":"\"\"","v":""},{"$f":"\"\"","v":""},"","","",{"$f":"\"\"","v":""},{"$f":"\"\"","v":""},"",{"$f":"\"\"","v":""},{"$f":"\"\"","v":""}]
[null,null,null,null,null,null,null,null,null,null,null,null,null,null,null,null,null,null,null,null,null,null,null,null,null,null,null,null,null,null,null,null,null,null,null,null,null,null,null,null,null,null,null,null,null,null,null,null,null,null,null,null,null,null,null,null,null,null,null,null,null,null,null,null,null,null,null,null,null,null,null,null,null,"2015-11-17T04:59:59.997",{"$f":"\"\"","v":""},{"$f":"\"\"","v":""},{"$f":"\"\"","v":""},{"$f":"\"\"","v":""},{"$f":"\"\"","v":""},{"$f":"\"\"","v":""},"","","",{"$f":"\"\"","v":""},{"$f":"\"\"","v":""},"",{"$f":"\"\"","v":""},{"$f":"\"\"","v":""}]
[null,null,null,null,null,null,null,null,null,null,null,null,null,null,null,null,null,null,null,null,null,null,null,null,null,null,null,null,null,null,null,null,null,null,null,null,null,null,null,null,null,null,null,null,null,null,null,null,null,null,null,null,null,null,null,null,null,null,null,null,null,null,null,null,null,null,null,null,null,null,null,null,null,"2015-11-18T15:59:59.997",{"$f":"\"\"","v":""},{"$f":"\"\"","v":""},{"$f":"\"\"","v":""},{"$f":"\"\"","v":""},{"$f":"\"\"","v":""},{"$f":"\"\"","v":""},26,20,20,20,20,20,{"$f":"\"\"","v":""},{"$f":"\"\"","v":""}]
[null,null,null,null,null,null,null,null,null,null,null,null,null,null,null,null,null,null,null,null,null,null,null,null,null,null,null,null,null,null,null,null,null,null,null,null,null,null,null,null,null,null,null,null,null,null,null,null,null,null,null,null,null,null,null,null,null,null,null,null,null,null,null,null,null,null,null,null,null,null,null,null,null,"2015-11-19T08:59:59.997",{"$f":"\"\"","v":""},{"$f":"\"\"","v":""},{"$f":"\"\"","v":""},{"$f":"\"\"","v":""},{"$f":"\"\"","v":""},{"$f":"\"\"","v":""},26,20,20,20,20,20,{"$f":"\"\"","v":""},{"$f":"\"\"","v":""}]
[null,null,null,null,null,null,null,null,null,null,null,null,null,null,null,null,null,null,null,null,null,null,null,null,null,null,null,null,null,null,null,null,null,null,null,null,null,null,null,null,null,null,null,null,null,null,null,null,null,null,null,null,null,null,null,null,null,null,null,null,null,null,null,null,null,null,null,null,null,null,null,null,null,"2015-11-20T19:59:59.997",{"$f":"\"\"","v":""},{"$f":"\"\"","v":""},{"$f":"\"\"","v":""},{"$f":"\"\"","v":""},{"$f":"\"\"","v":""},{"$f":"\"\"","v":""},26,20,20,20,20,20,{"$f":"\"\"","v":""},{"$f":"\"\"","v":""}]
[null,null,null,null,null,null,null,null,null,null,null,null,null,null,null,null,null,null,null,null,null,null,null,null,null,null,null,null,null,null,null,null,null,null,null,null,null,null,null,null,null,null,null,null,null,null,null,null,null,null,null,null,null,null,null,null,null,null,null,null,null,null,null,null,null,null,null,null,null,null,null,null,null,"2015-11-22T07:59:59.997",{"$f":"\"\"","v":""},{"$f":"\"\"","v":""},{"$f":"\"\"","v":""},{"$f":"\"\"","v":""},{"$f":"\"\"","v":""},{"$f":"\"\"","v":""},26,20,20,20,20,20,{"$f":"\"\"","v":""},{"$f":"\"\"","v":""}]
[null,null,null,null,null,null,null,null,null,null,null,null,null,null,null,null,null,null,null,null,null,null,null,null,null,null,null,null,null,null,null,null,null,null,null,null,null,null,null,null,null,null,null,null,null,null,null,null,null,null,null,null,null,null,null,null,null,null,null,null,null,null,null,null,null,null,null,null,null,null,null,null,null,"2015-11-23T14:59:59.997",{"$f":"\"\"","v":""},{"$f":"\"\"","v":""},{"$f":"\"\"","v":""},{"$f":"\"\"","v":""},{"$f":"\"\"","v":""},{"$f":"\"\"","v":""},"","","","","","",{"$f":"\"\"","v":""},{"$f":"\"\"","v":""}]
[null,null,null,null,null,null,null,null,null,null,null,null,null,null,null,null,null,null,null,null,null,null,null,null,null,null,null,null,null,null,null,null,null,null,null,null,null,null,null,null,null,null,null,null,null,null,null,null,null,null,null,null,null,null,null,null,null,null,null,null,null,null,null,null,null,null,null,null,null,null,null,null,null,"2015-11-25T01:59:59.997",{"$f":"\"\"","v":""},{"$f":"\"\"","v":""},{"$f":"\"\"","v":""},{"$f":"\"\"","v":""},{"$f":"\"\"","v":""},{"$f":"\"\"","v":""},"","","","","","",{"$f":"\"\"","v":""},{"$f":"\"\"","v":""}]
[null,null,null,null,null,null,null,null,null,null,null,null,null,null,null,null,null,null,null,null,null,null,null,null,null,null,null,null,null,null,null,null,null,null,null,null,null,null,null,null,null,null,null,null,null,null,null,null,null,null,null,null,null,null,null,null,null,null,null,null,null,null,null,null,null,null,null,null,null,null,null,null,null,"2015-11-27T04:59:59.997",{"$f":"\"\"","v":""},{"$f":"\"\"","v":""},{"$f":"\"\"","v":""},{"$f":"\"\"","v":""},{"$f":"\"\"","v":""},{"$f":"\"\"","v":""},"","","","","","",{"$f":"\"\"","v":""},{"$f":"\"\"","v":""}]
[null,null,null,null,null,null,null,null,null,null,null,null,null,null,null,null,null,null,null,null,null,null,null,null,null,null,null,null,null,null,null,null,null,null,null,null,null,null,null,null,null,null,null,null,null,null,null,null,null,null,null,null,null,null,null,null,null,null,null,null,null,null,null,null,null,null,null,null,null,null,null,null,null,"2015-11-27T21:59:59.997",{"$f":"\"\"","v":""},{"$f":"\"\"","v":""},{"$f":"\"\"","v":""},{"$f":"\"\"","v":""},{"$f":"\"\"","v":""},{"$f":"\"\"","v":""},26,20,20,20,20,20,{"$f":"\"\"","v":""},{"$f":"\"\"","v":""}]
[null,null,null,null,null,null,null,null,null,null,null,null,null,null,null,null,null,null,null,null,null,null,null,null,null,null,null,null,null,null,null,null,null,null,null,null,null,null,null,null,null,null,null,null,null,null,null,null,null,null,null,null,null,null,null,null,null,null,null,null,null,null,null,null,null,null,null,null,null,null,null,null,null,"2015-11-29T13:59:59.996",{"$f":"\"\"","v":""},{"$f":"\"\"","v":""},{"$f":"\"\"","v":""},{"$f":"\"\"","v":""},{"$f":"\"\"","v":""},{"$f":"\"\"","v":""},"","","","","","",{"$f":"\"\"","v":""},{"$f":"\"\"","v":""}]
[null,null,null,null,null,null,null,null,null,null,null,null,null,null,null,null,null,null,null,null,null,null,null,null,null,null,null,null,null,null,null,null,null,null,null,null,null,null,null,null,null,null,null,null,null,null,null,null,null,null,null,null,null,null,null,null,null,null,null,null,null,null,null,null,null,null,null,null,null,null,null,null,null,"2015-11-30T00:59:59.996",{"$f":"\"\"","v":""},{"$f":"\"\"","v":""},{"$f":"\"\"","v":""},{"$f":"\"\"","v":""},{"$f":"\"\"","v":""},{"$f":"\"\"","v":""},"","","","","","",{"$f":"\"\"","v":""},{"$f":"\"\"","v":""}]
[null,null,null,null,null,null,null,null,null,null,null,null,null,null,null,null,null,null,null,null,null,null,null,null,null,null,null,null,null,null,null,null,null,null,null,null,null,null,null,null,null,null,null,null,null,null,null,null,null,null,null,null,null,null,null,null,null,null,null,null,null,null,null,null,null,null,null,null,null,null,null,null,null,"2015-12-01T11:59:59.996",{"$f":"\"\"","v":""},{"$f":"\"\"","v":""},{"$f":"\"\"","v":""},{"$f":"\"\"","v":""},{"$f":"\"\"","v":""},{"$f":"\"\"","v":""},26,20,20,20,20,20,{"$f":"\"\"","v":""},{"$f":"\"\"","v":""}]
[null,null,null,null,null,null,null,null,null,null,null,null,null,null,null,null,null,null,null,null,null,null,null,null,null,null,null,null,null,null,null,null,null,null,null,null,null,null,null,null,null,null,null,null,null,null,null,null,null,null,null,null,null,null,null,null,null,null,null,null,null,null,null,null,null,null,null,null,null,null,null,null,null,"2015-12-03T14:59:59.996",{"$f":"\"\"","v":""},{"$f":"\"\"","v":""},{"$f":"\"\"","v":""},{"$f":"\"\"","v":""},{"$f":"\"\"","v":""},{"$f":"\"\"","v":""},"","","","","","",{"$f":"\"\"","v":""},{"$f":"\"\"","v":""}]
[null,null,null,null,null,null,null,null,null,null,null,null,null,null,null,null,null,null,null,null,null,null,null,null,null,null,null,null,null,null,null,null,null,null,null,null,null,null,null,null,null,null,null,null,null,null,null,null,null,null,null,null,null,null,null,null,null,null,null,null,null,null,null,null,null,null,null,null,null,null,null,null,null,"2015-12-04T07:59:59.996",{"$f":"\"\"","v":""},{"$f":"\"\"","v":""},{"$f":"\"\"","v":""},{"$f":"\"\"","v":""},{"$f":"\"\"","v":""},{"$f":"\"\"","v":""},26,20,20,20,20,20,{"$f":"\"\"","v":""},{"$f":"\"\"","v":""}]
[null,null,null,null,null,null,null,null,null,null,null,null,null,null,null,null,null,null,null,null,null,null,null,null,null,null,null,null,null,null,null,null,null,null,null,null,null,null,null,null,null,null,null,null,null,null,null,null,null,null,null,null,null,null,null,null,null,null,null,null,null,null,null,null,null,null,null,null,null,null,null,null,null,"2015-12-06T19:59:59.996",{"$f":"\"\"","v":""},{"$f":"\"\"","v":""},{"$f":"\"\"","v":""},{"$f":"\"\"","v":""},{"$f":"\"\"","v":""},{"$f":"\"\"","v":""},26,20,20,20,20,20,{"$f":"\"\"","v":""},{"$f":"\"\"","v":""}]
[null,null,null,null,null,null,null,null,null,null,null,null,null,null,null,null,null,null,null,null,null,null,null,null,null,null,null,null,null,null,null,null,null,null,null,null,null,null,null,null,null,null,null,null,null,null,null,null,null,null,null,null,null,null,null,null,null,null,null,null,null,null,null,null,null,null,null,null,null,null,null,null,null,"2015-12-07T20:59:59.996",{"$f":"\"\"","v":""},{"$f":"\"\"","v":""},{"$f":"\"\"","v":""},{"$f":"\"\"","v":""},{"$f":"\"\"","v":""},{"$f":"\"\"","v":""},26,20,20,20,20,20,{"$f":"\"\"","v":""},{"$f":"\"\"","v":""}]
[null,null,null,null,null,null,null,null,null,null,null,null,null,null,null,null,null,null,null,null,null,null,null,null,null,null,null,null,null,null,null,null,null,null,null,null,null,null,null,null,null,null,null,null,null,null,null,null,null,null,null,null,null,null,null,null,null,null,null,null,null,null,null,null,null,null,null,null,null,null,null,null,null,"2015-12-09T07:59:59.996",{"$f":"\"\"","v":""},{"$f":"\"\"","v":""},{"$f":"\"\"","v":""},{"$f":"\"\"","v":""},{"$f":"\"\"","v":""},{"$f":"\"\"","v":""},26,20,20,20,20,20,{"$f":"\"\"","v":""},{"$f":"\"\"","v":""}]
[null,null,null,null,null,null,null,null,null,null,null,null,null,null,null,null,null,null,null,null,null,null,null,null,null,null,null,null,null,null,null,null,null,null,null,null,null,null,null,null,null,null,null,null,null,null,null,null,null,null,null,null,null,null,null,null,null,null,null,null,null,null,null,null,null,null,null,null,null,null,null,null,null,"2015-12-10T00:59:59.996",{"$f":"\"\"","v":""},{"$f":"\"\"","v":""},{"$f":"\"\"","v":""},{"$f":"\"\"","v":""},{"$f":"\"\"","v":""},{"$f":"\"\"","v":""},"","","","","","",{"$f":"\"\"","v":""},{"$f":"\"\"","v":""}]
[null,null,null,null,null,null,null,null,null,null,null,null,null,null,null,null,null,null,null,null,null,null,null,null,null,null,null,null,null,null,null,null,null,null,null,null,null,null,null,null,null,null,null,null,null,null,null,null,null,null,null,null,null,null,null,null,null,null,null,null,null,null,null,null,null,null,null,null,null,null,null,null,null,"2015-12-12T03:59:59.996",{"$f":"\"\"","v":""},{"$f":"\"\"","v":""},{"$f":"\"\"","v":""},{"$f":"\"\"","v":""},{"$f":"\"\"","v":""},{"$f":"\"\"","v":""},"","","","","","",{"$f":"\"\"","v":""},{"$f":"\"\"","v":""}]
[null,null,null,null,null,null,null,null,null,null,null,null,null,null,null,null,null,null,null,null,null,null,null,null,null,null,null,null,null,null,null,null,null,null,null,null,null,null,null,null,null,null,null,null,null,null,null,null,null,null,null,null,null,null,null,null,null,null,null,null,null,null,null,null,null,null,null,null,null,null,null,null,null,"2015-12-14T01:59:59.996",{"$f":"\"\"","v":""},{"$f":"\"\"","v":""},{"$f":"\"\"","v":""},{"$f":"\"\"","v":""},{"$f":"\"\"","v":""},{"$f":"\"\"","v":""},{"$f":"CC17068","v":""},"","","","","",{"$f":"\"\"","v":""},{"$f":"\"\"","v":""}]
[null,null,null,null,null,null,null,null,null,null,null,null,null,null,null,null,null,null,null,null,null,null,null,null,null,null,null,null,null,null,null,null,null,null,null,null,null,null,null,null,null,null,null,null,null,null,null,null,null,null,null,null,null,null,null,null,null,null,null,null,null,null,null,null,null,null,null,null,null,null,null,null,null,"2015-12-14T06:59:59.996",{"$f":"\"\"","v":""},{"$f":"\"\"","v":""},{"$f":"\"\"","v":""},{"$f":"\"\"","v":""},{"$f":"\"\"","v":""},{"$f":"\"\"","v":""},26,20,20,20,20,20,{"$f":"\"\"","v":""},{"$f":"\"\"","v":""}]
[null,null,null,null,null,null,null,null,null,null,null,null,null,null,null,null,null,null,null,null,null,null,null,null,null,null,null,null,null,null,null,null,null,null,null,null,null,null,null,null,null,null,null,null,null,null,null,null,null,null,null,null,null,null,null,null,null,null,null,null,null,null,null,null,null,null,null,null,null,null,null,null,null,"2015-12-16T09:59:59.996",{"$f":"\"\"","v":""},{"$f":"\"\"","v":""},{"$f":"\"\"","v":""},{"$f":"\"\"","v":""},{"$f":"\"\"","v":""},{"$f":"\"\"","v":""},"","","","","","",{"$f":"\"\"","v":""},{"$f":"\"\"","v":""}]
[null,null,null,null,null,null,null,null,null,null,null,null,null,null,null,null,null,null,null,null,null,null,null,null,null,null,null,null,null,null,null,null,null,null,null,null,null,null,null,null,null,null,null,null,null,null,null,null,null,null,null,null,null,null,null,null,null,null,null,null,null,null,null,null,null,null,null,null,null,null,null,null,null,"2015-12-17T20:59:59.996",{"$f":"\"\"","v":""},{"$f":"\"\"","v":""},{"$f":"\"\"","v":""},{"$f":"\"\"","v":""},{"$f":"\"\"","v":""},{"$f":"\"\"","v":""},26,20,20,20,20,20,{"$f":"\"\"","v":""},{"$f":"\"\"","v":""}]
[null,null,null,null,null,null,null,null,null,null,null,null,null,null,null,null,null,null,null,null,null,null,null,null,null,null,null,null,null,null,null,null,null,null,null,null,null,null,null,null,null,null,null,null,null,null,null,null,null,null,null,null,null,null,null,null,null,null,null,null,null,null,null,null,null,null,null,null,null,null,null,null,null,"2015-12-18T13:59:59.996",{"$f":"\"\"","v":""},{"$f":"\"\"","v":""},{"$f":"\"\"","v":""},{"$f":"\"\"","v":""},{"$f":"\"\"","v":""},{"$f":"\"\"","v":""},"","","","","","",{"$f":"\"\"","v":""},{"$f":"\"\"","v":""}]
[null,null,null,null,null,null,null,null,null,null,null,null,null,null,null,null,null,null,null,null,null,null,null,null,null,null,null,null,null,null,null,null,null,null,null,null,null,null,null,null,null,null,null,null,null,null,null,null,null,null,null,null,null,null,null,null,null,null,null,null,null,null,null,null,null,null,null,null,null,null,null,null,null,"2015-12-19T22:59:59.996",{"$f":"\"\"","v":""},{"$f":"\"\"","v":""},{"$f":"\"\"","v":""},{"$f":"\"\"","v":""},{"$f":"\"\"","v":""},{"$f":"\"\"","v":""},26,20,20,20,20,20,20,{"$f":"\"\"","v":""}]
[null,null,null,null,null,null,null,null,null,null,null,null,null,null,null,null,null,null,null,null,null,null,null,null,null,null,null,null,null,null,null,null,null,null,null,null,null,null,null,null,null,null,null,null,null,null,null,null,null,null,null,null,null,null,null,null,null,null,null,null,null,null,null,null,null,null,null,null,null,null,null,null,null,{"$f":"BV17284+1/24","v":"2015-12-22T02:59:59.996"},{"$f":"\"\"","v":""},{"$f":"\"\"","v":""},{"$f":"\"\"","v":""},{"$f":"\"\"","v":""},{"$f":"\"\"","v":""},{"$f":"\"\"","v":""},"","","","","","","",{"$f":"\"\"","v":""}]
[null,null,null,null,null,null,null,null,null,null,null,null,null,null,null,null,null,null,null,null,null,null,null,null,null,null,null,null,null,null,null,null,null,null,null,null,null,null,null,null,null,null,null,null,null,null,null,null,null,null,null,null,null,null,null,null,null,null,null,null,null,null,null,null,null,null,null,null,null,null,null,null,null,"2015-12-22T19:59:59.996",{"$f":"\"\"","v":""},{"$f":"\"\"","v":""},{"$f":"\"\"","v":""},{"$f":"\"\"","v":""},{"$f":"\"\"","v":""},{"$f":"\"\"","v":""},26,20,20,20,20,20,20,{"$f":"\"\"","v":""}]
[null,null,null,null,null,null,null,null,null,null,null,null,null,null,null,null,null,null,null,null,null,null,null,null,null,null,null,null,null,null,null,null,null,null,null,null,null,null,null,null,null,null,null,null,null,null,null,null,null,null,null,null,null,null,null,null,null,null,null,null,null,null,null,null,null,null,null,null,null,null,null,null,null,"2015-12-24T06:59:59.996",{"$f":"\"\"","v":""},{"$f":"\"\"","v":""},{"$f":"\"\"","v":""},{"$f":"\"\"","v":""},{"$f":"\"\"","v":""},{"$f":"\"\"","v":""},26,20,20,20,20,20,20,{"$f":"\"\"","v":""}]
[null,null,null,null,null,null,null,null,null,null,null,null,null,null,null,null,null,null,null,null,null,null,null,null,null,null,null,null,null,null,null,null,null,null,null,null,null,null,null,null,null,null,null,null,null,null,null,null,null,null,null,null,null,null,null,null,null,null,null,null,null,null,null,null,null,null,null,null,null,null,null,null,null,"2015-12-26T09:59:59.996",{"$f":"\"\"","v":""},{"$f":"\"\"","v":""},{"$f":"\"\"","v":""},{"$f":"\"\"","v":""},{"$f":"\"\"","v":""},{"$f":"\"\"","v":""},"","","","","","","",{"$f":"\"\"","v":""}]
[null,null,null,null,null,null,null,null,null,null,null,null,null,null,null,null,null,null,null,null,null,null,null,null,null,null,null,null,null,null,null,null,null,null,null,null,null,null,null,null,null,null,null,null,null,null,null,null,null,null,null,null,null,null,null,null,null,null,null,null,null,null,null,null,null,null,null,null,null,null,null,null,null,"2015-12-26T19:59:59.996",{"$f":"\"\"","v":""},{"$f":"\"\"","v":""},{"$f":"\"\"","v":""},{"$f":"\"\"","v":""},{"$f":"\"\"","v":""},{"$f":"\"\"","v":""},26,20,20,20,20,20,20,{"$f":"\"\"","v":""}]
[null,null,null,null,null,null,null,null,null,null,null,null,null,null,null,null,null,null,null,null,null,null,null,null,null,null,null,null,null,null,null,null,null,null,null,null,null,null,null,null,null,null,null,null,null,null,null,null,null,null,null,null,null,null,null,null,null,null,null,null,null,null,null,null,null,null,null,null,null,null,null,null,null,"2015-12-26T20:59:59.996",{"$f":"\"\"","v":""},{"$f":"\"\"","v":""},{"$f":"\"\"","v":""},{"$f":"\"\"","v":""},{"$f":"\"\"","v":""},{"$f":"\"\"","v":""},26,20,20,20,20,20,20,{"$f":"\"\"","v":""}]
[null,null,null,null,null,null,null,null,null,null,null,null,null,null,null,null,null,null,null,null,null,null,null,null,null,null,null,null,null,null,null,null,null,null,null,null,null,null,null,null,null,null,null,null,null,null,null,null,null,null,null,null,null,null,null,null,null,null,null,null,null,null,null,null,null,null,null,null,null,null,null,null,null,"2015-12-26T21:59:59.996",{"$f":"\"\"","v":""},{"$f":"\"\"","v":""},{"$f":"\"\"","v":""},{"$f":"\"\"","v":""},{"$f":"\"\"","v":""},{"$f":"\"\"","v":""},26,20,20,20,20,20,20,{"$f":"\"\"","v":""}]
[null,null,null,null,null,null,null,null,null,null,null,null,null,null,null,null,null,null,null,null,null,null,null,null,null,null,null,null,null,null,null,null,null,null,null,null,null,null,null,null,null,null,null,null,null,null,null,null,null,null,null,null,null,null,null,null,null,null,null,null,null,null,null,null,null,null,null,null,null,null,null,null,null,"2015-12-26T22:59:59.996",{"$f":"\"\"","v":""},{"$f":"\"\"","v":""},{"$f":"\"\"","v":""},{"$f":"\"\"","v":""},{"$f":"\"\"","v":""},{"$f":"\"\"","v":""},26,20,20,20,20,20,20,{"$f":"\"\"","v":""}]
[null,null,null,null,null,null,null,null,null,null,null,null,null,null,null,null,null,null,null,null,null,null,null,null,null,null,null,null,null,null,null,null,null,null,null,null,null,null,null,null,null,null,null,null,null,null,null,null,null,null,null,null,null,null,null,null,null,null,null,null,null,null,null,null,null,null,null,null,null,null,null,null,null,"2015-12-26T23:59:59.996",{"$f":"\"\"","v":""},{"$f":"\"\"","v":""},{"$f":"\"\"","v":""},{"$f":"\"\"","v":""},{"$f":"\"\"","v":""},{"$f":"\"\"","v":""},"","","","","","","",{"$f":"\"\"","v":""}]
[null,null,null,null,null,null,null,null,null,null,null,null,null,null,null,null,null,null,null,null,null,null,null,null,null,null,null,null,null,null,null,null,null,null,null,null,null,null,null,null,null,null,null,null,null,null,null,null,null,null,null,null,null,null,null,null,null,null,null,null,null,null,null,null,null,null,null,null,null,null,null,null,null,"2015-12-27T00:59:59.996",{"$f":"\"\"","v":""},{"$f":"\"\"","v":""},{"$f":"\"\"","v":""},{"$f":"\"\"","v":""},{"$f":"\"\"","v":""},{"$f":"\"\"","v":""},"","","","","","","",{"$f":"\"\"","v":""}]
[null,null,null,null,null,null,null,null,null,null,null,null,null,null,null,null,null,null,null,null,null,null,null,null,null,null,null,null,null,null,null,null,null,null,null,null,null,null,null,null,null,null,null,null,null,null,null,null,null,null,null,null,null,null,null,null,null,null,null,null,null,null,null,null,null,null,null,null,null,null,null,null,null,"2015-12-27T01:59:59.996",{"$f":"\"\"","v":""},{"$f":"\"\"","v":""},{"$f":"\"\"","v":""},{"$f":"\"\"","v":""},{"$f":"\"\"","v":""},{"$f":"\"\"","v":""},"","","","","","","",{"$f":"\"\"","v":""}]
[null,null,null,null,null,null,null,null,null,null,null,null,null,null,null,null,null,null,null,null,null,null,null,null,null,null,null,null,null,null,null,null,null,null,null,null,null,null,null,null,null,null,null,null,null,null,null,null,null,null,null,null,null,null,null,null,null,null,null,null,null,null,null,null,null,null,null,null,null,null,null,null,null,"2015-12-27T02:59:59.996",{"$f":"\"\"","v":""},{"$f":"\"\"","v":""},{"$f":"\"\"","v":""},{"$f":"\"\"","v":""},{"$f":"\"\"","v":""},{"$f":"\"\"","v":""},"","","","","","","",{"$f":"\"\"","v":""}]
[null,null,null,null,null,null,null,null,null,null,null,null,null,null,null,null,null,null,null,null,null,null,null,null,null,null,null,null,null,null,null,null,null,null,null,null,null,null,null,null,null,null,null,null,null,null,null,null,null,null,null,null,null,null,null,null,null,null,null,null,null,null,null,null,null,null,null,null,null,null,null,null,null,"2015-12-27T03:59:59.996",{"$f":"\"\"","v":""},{"$f":"\"\"","v":""},{"$f":"\"\"","v":""},{"$f":"\"\"","v":""},{"$f":"\"\"","v":""},{"$f":"\"\"","v":""},"","","","","","","",{"$f":"\"\"","v":""}]
[null,null,null,null,null,null,null,null,null,null,null,null,null,null,null,null,null,null,null,null,null,null,null,null,null,null,null,null,null,null,null,null,null,null,null,null,null,null,null,null,null,null,null,null,null,null,null,null,null,null,null,null,null,null,null,null,null,null,null,null,null,null,null,null,null,null,null,null,null,null,null,null,null,"2015-12-27T04:59:59.996",{"$f":"\"\"","v":""},{"$f":"\"\"","v":""},{"$f":"\"\"","v":""},{"$f":"\"\"","v":""},{"$f":"\"\"","v":""},{"$f":"\"\"","v":""},"","","","","","","",{"$f":"\"\"","v":""}]
[null,null,null,null,null,null,null,null,null,null,null,null,null,null,null,null,null,null,null,null,null,null,null,null,null,null,null,null,null,null,null,null,null,null,null,null,null,null,null,null,null,null,null,null,null,null,null,null,null,null,null,null,null,null,null,null,null,null,null,null,null,null,null,null,null,null,null,null,null,null,null,null,null,"2015-12-27T05:59:59.996",{"$f":"\"\"","v":""},{"$f":"\"\"","v":""},{"$f":"\"\"","v":""},{"$f":"\"\"","v":""},{"$f":"\"\"","v":""},{"$f":"\"\"","v":""},26,20,20,20,20,20,20,{"$f":"\"\"","v":""}]
[null,null,null,null,null,null,null,null,null,null,null,null,null,null,null,null,null,null,null,null,null,null,null,null,null,null,null,null,null,null,null,null,null,null,null,null,null,null,null,null,null,null,null,null,null,null,null,null,null,null,null,null,null,null,null,null,null,null,null,null,null,null,null,null,null,null,null,null,null,null,null,null,null,"2015-12-27T06:59:59.996",{"$f":"\"\"","v":""},{"$f":"\"\"","v":""},{"$f":"\"\"","v":""},{"$f":"\"\"","v":""},{"$f":"\"\"","v":""},{"$f":"\"\"","v":""},26,20,20,20,20,20,20,{"$f":"\"\"","v":""}]
[null,null,null,null,null,null,null,null,null,null,null,null,null,null,null,null,null,null,null,null,null,null,null,null,null,null,null,null,null,null,null,null,null,null,null,null,null,null,null,null,null,null,null,null,null,null,null,null,null,null,null,null,null,null,null,null,null,null,null,null,null,null,null,null,null,null,null,null,null,null,null,null,null,"2015-12-27T07:59:59.996",{"$f":"\"\"","v":""},{"$f":"\"\"","v":""},{"$f":"\"\"","v":""},{"$f":"\"\"","v":""},{"$f":"\"\"","v":""},{"$f":"\"\"","v":""},26,20,20,20,20,20,20,{"$f":"\"\"","v":""}]
[null,null,null,null,null,null,null,null,null,null,null,null,null,null,null,null,null,null,null,null,null,null,null,null,null,null,null,null,null,null,null,null,null,null,null,null,null,null,null,null,null,null,null,null,null,null,null,null,null,null,null,null,null,null,null,null,null,null,null,null,null,null,null,null,null,null,null,null,null,null,null,null,null,"2015-12-27T08:59:59.996",{"$f":"\"\"","v":""},{"$f":"\"\"","v":""},{"$f":"\"\"","v":""},{"$f":"\"\"","v":""},{"$f":"\"\"","v":""},{"$f":"\"\"","v":""},26,20,20,20,20,20,20,{"$f":"\"\"","v":""}]
[null,null,null,null,null,null,null,null,null,null,null,null,null,null,null,null,null,null,null,null,null,null,null,null,null,null,null,null,null,null,null,null,null,null,null,null,null,null,null,null,null,null,null,null,null,null,null,null,null,null,null,null,null,null,null,null,null,null,null,null,null,null,null,null,null,null,null,null,null,null,null,null,null,"2015-12-27T09:59:59.996",{"$f":"\"\"","v":""},{"$f":"\"\"","v":""},{"$f":"\"\"","v":""},{"$f":"\"\"","v":""},{"$f":"\"\"","v":""},{"$f":"\"\"","v":""},{"$f":"CC17388","v":""},"","","","","","",{"$f":"\"\"","v":""}]
[null,null,null,null,null,null,null,null,null,null,null,null,null,null,null,null,null,null,null,null,null,null,null,null,null,null,null,null,null,null,null,null,null,null,null,null,null,null,null,null,null,null,null,null,null,null,null,null,null,null,null,null,null,null,null,null,null,null,null,null,null,null,null,null,null,null,null,null,null,null,null,null,null,{"$f":"BV17412+1/24","v":"2015-12-27T10:59:59.996"},{"$f":"\"\"","v":""},{"$f":"\"\"","v":""},{"$f":"\"\"","v":""},{"$f":"\"\"","v":""},{"$f":"\"\"","v":""},{"$f":"\"\"","v":""},"","","","","","","",{"$f":"\"\"","v":""}]
[null,null,null,null,null,null,null,null,null,null,null,null,null,null,null,null,null,null,null,null,null,null,null,null,null,null,null,null,null,null,null,null,null,null,null,null,null,null,null,null,null,null,null,null,null,null,null,null,null,null,null,null,null,null,null,null,null,null,null,null,null,null,null,null,null,null,null,null,null,null,null,null,null,"2015-12-27T11:59:59.996",{"$f":"\"\"","v":""},{"$f":"\"\"","v":""},{"$f":"\"\"","v":""},{"$f":"\"\"","v":""},{"$f":"\"\"","v":""},{"$f":"\"\"","v":""},26,20,20,20,20,20,20,{"$f":"\"\"","v":""}]
[null,null,null,null,null,null,null,null,null,null,null,null,null,null,null,null,null,null,null,null,null,null,null,null,null,null,null,null,null,null,null,null,null,null,null,null,null,null,null,null,null,null,null,null,null,null,null,null,null,null,null,null,null,null,null,null,null,null,null,null,null,null,null,null,null,null,null,null,null,null,null,null,null,"2015-12-27T12:59:59.996",{"$f":"\"\"","v":""},{"$f":"\"\"","v":""},{"$f":"\"\"","v":""},{"$f":"\"\"","v":""},{"$f":"\"\"","v":""},{"$f":"\"\"","v":""},26,20,20,20,20,20,20,{"$f":"\"\"","v":""}]
[null,null,null,null,null,null,null,null,null,null,null,null,null,null,null,null,null,null,null,null,null,null,null,null,null,null,null,null,null,null,null,null,null,null,null,null,null,null,null,null,null,null,null,null,null,null,null,null,null,null,null,null,null,null,null,null,null,null,null,null,null,null,null,null,null,null,null,null,null,null,null,null,null,"2015-12-27T13:59:59.996",{"$f":"\"\"","v":""},{"$f":"\"\"","v":""},{"$f":"\"\"","v":""},{"$f":"\"\"","v":""},{"$f":"\"\"","v":""},{"$f":"\"\"","v":""},"","","","","","","",{"$f":"\"\"","v":""}]
[null,null,null,null,null,null,null,null,null,null,null,null,null,null,null,null,null,null,null,null,null,null,null,null,null,null,null,null,null,null,null,null,null,null,null,null,null,null,null,null,null,null,null,null,null,null,null,null,null,null,null,null,null,null,null,null,null,null,null,null,null,null,null,null,null,null,null,null,null,null,null,null,null,"2015-12-27T14:59:59.996",{"$f":"\"\"","v":""},{"$f":"\"\"","v":""},{"$f":"\"\"","v":""},{"$f":"\"\"","v":""},{"$f":"\"\"","v":""},{"$f":"\"\"","v":""},"","","","","","","",{"$f":"\"\"","v":""}]
[null,null,null,null,null,null,null,null,null,null,null,null,null,null,null,null,null,null,null,null,null,null,null,null,null,null,null,null,null,null,null,null,null,null,null,null,null,null,null,null,null,null,null,null,null,null,null,null,null,null,null,null,null,null,null,null,null,null,null,null,null,null,null,null,null,null,null,null,null,null,null,null,null,"2015-12-27T15:59:59.996",{"$f":"\"\"","v":""},{"$f":"\"\"","v":""},{"$f":"\"\"","v":""},{"$f":"\"\"","v":""},{"$f":"\"\"","v":""},{"$f":"\"\"","v":""},26,20,20,20,20,20,20,{"$f":"\"\"","v":""}]
[null,null,null,null,null,null,null,null,null,null,null,null,null,null,null,null,null,null,null,null,null,null,null,null,null,null,null,null,null,null,null,null,null,null,null,null,null,null,null,null,null,null,null,null,null,null,null,null,null,null,null,null,null,null,null,null,null,null,null,null,null,null,null,null,null,null,null,null,null,null,null,null,null,"2015-12-27T16:59:59.996",{"$f":"\"\"","v":""},{"$f":"\"\"","v":""},{"$f":"\"\"","v":""},{"$f":"\"\"","v":""},{"$f":"\"\"","v":""},{"$f":"\"\"","v":""},26,20,20,20,20,20,20,{"$f":"\"\"","v":""}]
[null,null,null,null,null,null,null,null,null,null,null,null,null,null,null,null,null,null,null,null,null,null,null,null,null,null,null,null,null,null,null,null,null,null,null,null,null,null,null,null,null,null,null,null,null,null,null,null,null,null,null,null,null,null,null,null,null,null,null,null,null,null,null,null,null,null,null,null,null,null,null,null,null,"2015-12-27T17:59:59.996",{"$f":"\"\"","v":""},{"$f":"\"\"","v":""},{"$f":"\"\"","v":""},{"$f":"\"\"","v":""},{"$f":"\"\"","v":""},{"$f":"\"\"","v":""},26,20,20,20,20,20,20,{"$f":"\"\"","v":""}]
[null,null,null,null,null,null,null,null,null,null,null,null,null,null,null,null,null,null,null,null,null,null,null,null,null,null,null,null,null,null,null,null,null,null,null,null,null,null,null,null,null,null,null,null,null,null,null,null,null,null,null,null,null,null,null,null,null,null,null,null,null,null,null,null,null,null,null,null,null,null,null,null,null,"2015-12-27T18:59:59.996",{"$f":"\"\"","v":""},{"$f":"\"\"","v":""},{"$f":"\"\"","v":""},{"$f":"\"\"","v":""},{"$f":"\"\"","v":""},{"$f":"\"\"","v":""},26,20,20,20,20,20,20,{"$f":"\"\"","v":""}]
[null,null,null,null,null,null,null,null,null,null,null,null,null,null,null,null,null,null,null,null,null,null,null,null,null,null,null,null,null,null,null,null,null,null,null,null,null,null,null,null,null,null,null,null,null,null,null,null,null,null,null,null,null,null,null,null,null,null,null,null,null,null,null,null,null,null,null,null,null,null,null,null,null,"2015-12-27T19:59:59.996",{"$f":"\"\"","v":""},{"$f":"\"\"","v":""},{"$f":"\"\"","v":""},{"$f":"\"\"","v":""},{"$f":"\"\"","v":""},{"$f":"\"\"","v":""},26,20,20,20,20,20,20,{"$f":"\"\"","v":""}]
[null,null,null,null,null,null,null,null,null,null,null,null,null,null,null,null,null,null,null,null,null,null,null,null,null,null,null,null,null,null,null,null,null,null,null,null,null,null,null,null,null,null,null,null,null,null,null,null,null,null,null,null,null,null,null,null,null,null,null,null,null,null,null,null,null,null,null,null,null,null,null,null,null,"2015-12-27T20:59:59.996",{"$f":"\"\"","v":""},{"$f":"\"\"","v":""},{"$f":"\"\"","v":""},{"$f":"\"\"","v":""},{"$f":"\"\"","v":""},{"$f":"\"\"","v":""},26,20,20,20,20,20,20,{"$f":"\"\"","v":""}]
[null,null,null,null,null,null,null,null,null,null,null,null,null,null,null,null,null,null,null,null,null,null,null,null,null,null,null,null,null,null,null,null,null,null,null,null,null,null,null,null,null,null,null,null,null,null,null,null,null,null,null,null,null,null,null,null,null,null,null,null,null,null,null,null,null,null,null,null,null,null,null,null,null,"2015-12-27T21:59:59.996",{"$f":"\"\"","v":""},{"$f":"\"\"","v":""},{"$f":"\"\"","v":""},{"$f":"\"\"","v":""},{"$f":"\"\"","v":""},{"$f":"\"\"","v":""},26,20,20,20,20,20,20,{"$f":"\"\"","v":""}]
[null,null,null,null,null,null,null,null,null,null,null,null,null,null,null,null,null,null,null,null,null,null,null,null,null,null,null,null,null,null,null,null,null,null,null,null,null,null,null,null,null,null,null,null,null,null,null,null,null,null,null,null,null,null,null,null,null,null,null,null,null,null,null,null,null,null,null,null,null,null,null,null,null,"2015-12-27T22:59:59.996",{"$f":"\"\"","v":""},{"$f":"\"\"","v":""},{"$f":"\"\"","v":""},{"$f":"\"\"","v":""},{"$f":"\"\"","v":""},{"$f":"\"\"","v":""},26,20,20,20,20,20,20,{"$f":"\"\"","v":""}]
[null,null,null,null,null,null,null,null,null,null,null,null,null,null,null,null,null,null,null,null,null,null,null,null,null,null,null,null,null,null,null,null,null,null,null,null,null,null,null,null,null,null,null,null,null,null,null,null,null,null,null,null,null,null,null,null,null,null,null,null,null,null,null,null,null,null,null,null,null,null,null,null,null,"2015-12-27T23:59:59.996",{"$f":"\"\"","v":""},{"$f":"\"\"","v":""},{"$f":"\"\"","v":""},{"$f":"\"\"","v":""},{"$f":"\"\"","v":""},{"$f":"\"\"","v":""},"","","","","","","",{"$f":"\"\"","v":""}]
[null,null,null,null,null,null,null,null,null,null,null,null,null,null,null,null,null,null,null,null,null,null,null,null,null,null,null,null,null,null,null,null,null,null,null,null,null,null,null,null,null,null,null,null,null,null,null,null,null,null,null,null,null,null,null,null,null,null,null,null,null,null,null,null,null,null,null,null,null,null,null,null,null,"2015-12-28T00:59:59.996",{"$f":"\"\"","v":""},{"$f":"\"\"","v":""},{"$f":"\"\"","v":""},{"$f":"\"\"","v":""},{"$f":"\"\"","v":""},{"$f":"\"\"","v":""},"","","","","","","",{"$f":"\"\"","v":""}]
[null,null,null,null,null,null,null,null,null,null,null,null,null,null,null,null,null,null,null,null,null,null,null,null,null,null,null,null,null,null,null,null,null,null,null,null,null,null,null,null,null,null,null,null,null,null,null,null,null,null,null,null,null,null,null,null,null,null,null,null,null,null,null,null,null,null,null,null,null,null,null,null,null,"2015-12-28T01:59:59.996",{"$f":"\"\"","v":""},{"$f":"\"\"","v":""},{"$f":"\"\"","v":""},{"$f":"\"\"","v":""},{"$f":"\"\"","v":""},{"$f":"\"\"","v":""},{"$f":"CC17404","v":""},"","","","","","",{"$f":"\"\"","v":""}]
[null,null,null,null,null,null,null,null,null,null,null,null,null,null,null,null,null,null,null,null,null,null,null,null,null,null,null,null,null,null,null,null,null,null,null,null,null,null,null,null,null,null,null,null,null,null,null,null,null,null,null,null,null,null,null,null,null,null,null,null,null,null,null,null,null,null,null,null,null,null,null,null,null,"2015-12-28T02:59:59.996",{"$f":"\"\"","v":""},{"$f":"\"\"","v":""},{"$f":"\"\"","v":""},{"$f":"\"\"","v":""},{"$f":"\"\"","v":""},{"$f":"\"\"","v":""},"","","","","","","",{"$f":"\"\"","v":""}]
[null,null,null,null,null,null,null,null,null,null,null,null,null,null,null,null,null,null,null,null,null,null,null,null,null,null,null,null,null,null,null,null,null,null,null,null,null,null,null,null,null,null,null,null,null,null,null,null,null,null,null,null,null,null,null,null,null,null,null,null,null,null,null,null,null,null,null,null,null,null,null,null,null,"2015-12-28T03:59:59.996",{"$f":"\"\"","v":""},{"$f":"\"\"","v":""},{"$f":"\"\"","v":""},{"$f":"\"\"","v":""},{"$f":"\"\"","v":""},{"$f":"\"\"","v":""},"","","","","","","",{"$f":"\"\"","v":""}]
[null,null,null,null,null,null,null,null,null,null,null,null,null,null,null,null,null,null,null,null,null,null,null,null,null,null,null,null,null,null,null,null,null,null,null,null,null,null,null,null,null,null,null,null,null,null,null,null,null,null,null,null,null,null,null,null,null,null,null,null,null,null,null,null,null,null,null,null,null,null,null,null,null,"2015-12-28T04:59:59.996",{"$f":"\"\"","v":""},{"$f":"\"\"","v":""},{"$f":"\"\"","v":""},{"$f":"\"\"","v":""},{"$f":"\"\"","v":""},{"$f":"\"\"","v":""},"","","","","","","",{"$f":"\"\"","v":""}]
[null,null,null,null,null,null,null,null,null,null,null,null,null,null,null,null,null,null,null,null,null,null,null,null,null,null,null,null,null,null,null,null,null,null,null,null,null,null,null,null,null,null,null,null,null,null,null,null,null,null,null,null,null,null,null,null,null,null,null,null,null,null,null,null,null,null,null,null,null,null,null,null,null,"2015-12-28T05:59:59.996",{"$f":"\"\"","v":""},{"$f":"\"\"","v":""},{"$f":"\"\"","v":""},{"$f":"\"\"","v":""},{"$f":"\"\"","v":""},{"$f":"\"\"","v":""},26,20,20,20,20,20,20,{"$f":"\"\"","v":""}]
[null,null,null,null,null,null,null,null,null,null,null,null,null,null,null,null,null,null,null,null,null,null,null,null,null,null,null,null,null,null,null,null,null,null,null,null,null,null,null,null,null,null,null,null,null,null,null,null,null,null,null,null,null,null,null,null,null,null,null,null,null,null,null,null,null,null,null,null,null,null,null,null,null,"2015-12-28T06:59:59.996",{"$f":"\"\"","v":""},{"$f":"\"\"","v":""},{"$f":"\"\"","v":""},{"$f":"\"\"","v":""},{"$f":"\"\"","v":""},{"$f":"\"\"","v":""},26,20,20,20,20,20,20,{"$f":"\"\"","v":""}]
[null,null,null,null,null,null,null,null,null,null,null,null,null,null,null,null,null,null,null,null,null,null,null,null,null,null,null,null,null,null,null,null,null,null,null,null,null,null,null,null,null,null,null,null,null,null,null,null,null,null,null,null,null,null,null,null,null,null,null,null,null,null,null,null,null,null,null,null,null,null,null,null,null,"2015-12-28T07:59:59.996",{"$f":"\"\"","v":""},{"$f":"\"\"","v":""},{"$f":"\"\"","v":""},{"$f":"\"\"","v":""},{"$f":"\"\"","v":""},{"$f":"\"\"","v":""},26,20,20,20,20,20,20,{"$f":"\"\"","v":""}]
[null,null,null,null,null,null,null,null,null,null,null,null,null,null,null,null,null,null,null,null,null,null,null,null,null,null,null,null,null,null,null,null,null,null,null,null,null,null,null,null,null,null,null,null,null,null,null,null,null,null,null,null,null,null,null,null,null,null,null,null,null,null,null,null,null,null,null,null,null,null,null,null,null,"2015-12-28T08:59:59.996",{"$f":"\"\"","v":""},{"$f":"\"\"","v":""},{"$f":"\"\"","v":""},{"$f":"\"\"","v":""},{"$f":"\"\"","v":""},{"$f":"\"\"","v":""},26,20,20,20,20,20,20,{"$f":"\"\"","v":""}]
[null,null,null,null,null,null,null,null,null,null,null,null,null,null,null,null,null,null,null,null,null,null,null,null,null,null,null,null,null,null,null,null,null,null,null,null,null,null,null,null,null,null,null,null,null,null,null,null,null,null,null,null,null,null,null,null,null,null,null,null,null,null,null,null,null,null,null,null,null,null,null,null,null,"2015-12-28T09:59:59.996",{"$f":"\"\"","v":""},{"$f":"\"\"","v":""},{"$f":"\"\"","v":""},{"$f":"\"\"","v":""},{"$f":"\"\"","v":""},{"$f":"\"\"","v":""},"","","","","","","",{"$f":"\"\"","v":""}]
[null,null,null,null,null,null,null,null,null,null,null,null,null,null,null,null,null,null,null,null,null,null,null,null,null,null,null,null,null,null,null,null,null,null,null,null,null,null,null,null,null,null,null,null,null,null,null,null,null,null,null,null,null,null,null,null,null,null,null,null,null,null,null,null,null,null,null,null,null,null,null,null,null,"2015-12-28T10:59:59.996",{"$f":"\"\"","v":""},{"$f":"\"\"","v":""},{"$f":"\"\"","v":""},{"$f":"\"\"","v":""},{"$f":"\"\"","v":""},{"$f":"\"\"","v":""},"","","","","","","",{"$f":"\"\"","v":""}]
[null,null,null,null,null,null,null,null,null,null,null,null,null,null,null,null,null,null,null,null,null,null,null,null,null,null,null,null,null,null,null,null,null,null,null,null,null,null,null,null,null,null,null,null,null,null,null,null,null,null,null,null,null,null,null,null,null,null,null,null,null,null,null,null,null,null,null,null,null,null,null,null,null,"2015-12-28T11:59:59.996",{"$f":"\"\"","v":""},{"$f":"\"\"","v":""},{"$f":"\"\"","v":""},{"$f":"\"\"","v":""},{"$f":"\"\"","v":""},{"$f":"\"\"","v":""},26,20,20,20,20,20,20,{"$f":"\"\"","v":""}]
[null,null,null,null,null,null,null,null,null,null,null,null,null,null,null,null,null,null,null,null,null,null,null,null,null,null,null,null,null,null,null,null,null,null,null,null,null,null,null,null,null,null,null,null,null,null,null,null,null,null,null,null,null,null,null,null,null,null,null,null,null,null,null,null,null,null,null,null,null,null,null,null,null,"2015-12-28T12:59:59.996",{"$f":"\"\"","v":""},{"$f":"\"\"","v":""},{"$f":"\"\"","v":""},{"$f":"\"\"","v":""},{"$f":"\"\"","v":""},{"$f":"\"\"","v":""},26,20,20,20,20,20,20,{"$f":"\"\"","v":""}]
[null,null,null,null,null,null,null,null,null,null,null,null,null,null,null,null,null,null,null,null,null,null,null,null,null,null,null,null,null,null,null,null,null,null,null,null,null,null,null,null,null,null,null,null,null,null,null,null,null,null,null,null,null,null,null,null,null,null,null,null,null,null,null,null,null,null,null,null,null,null,null,null,null,"2015-12-28T13:59:59.996",{"$f":"\"\"","v":""},{"$f":"\"\"","v":""},{"$f":"\"\"","v":""},{"$f":"\"\"","v":""},{"$f":"\"\"","v":""},{"$f":"\"\"","v":""},"","","","","","","",{"$f":"\"\"","v":""}]
[null,null,null,null,null,null,null,null,null,null,null,null,null,null,null,null,null,null,null,null,null,null,null,null,null,null,null,null,null,null,null,null,null,null,null,null,null,null,null,null,null,null,null,null,null,null,null,null,null,null,null,null,null,null,null,null,null,null,null,null,null,null,null,null,null,null,null,null,null,null,null,null,null,"2015-12-28T14:59:59.996",{"$f":"\"\"","v":""},{"$f":"\"\"","v":""},{"$f":"\"\"","v":""},{"$f":"\"\"","v":""},{"$f":"\"\"","v":""},{"$f":"\"\"","v":""},"","","","","","","",{"$f":"\"\"","v":""}]
[null,null,null,null,null,null,null,null,null,null,null,null,null,null,null,null,null,null,null,null,null,null,null,null,null,null,null,null,null,null,null,null,null,null,null,null,null,null,null,null,null,null,null,null,null,null,null,null,null,null,null,null,null,null,null,null,null,null,null,null,null,null,null,null,null,null,null,null,null,null,null,null,null,"2015-12-28T15:59:59.996",{"$f":"\"\"","v":""},{"$f":"\"\"","v":""},{"$f":"\"\"","v":""},{"$f":"\"\"","v":""},{"$f":"\"\"","v":""},{"$f":"\"\"","v":""},26,20,20,20,20,20,20,{"$f":"\"\"","v":""}]
[null,null,null,null,null,null,null,null,null,null,null,null,null,null,null,null,null,null,null,null,null,null,null,null,null,null,null,null,null,null,null,null,null,null,null,null,null,null,null,null,null,null,null,null,null,null,null,null,null,null,null,null,null,null,null,null,null,null,null,null,null,null,null,null,null,null,null,null,null,null,null,null,null,"2015-12-28T16:59:59.996",{"$f":"\"\"","v":""},{"$f":"\"\"","v":""},{"$f":"\"\"","v":""},{"$f":"\"\"","v":""},{"$f":"\"\"","v":""},{"$f":"\"\"","v":""},26,20,20,20,20,20,20,{"$f":"\"\"","v":""}]
[null,null,null,null,null,null,null,null,null,null,null,null,null,null,null,null,null,null,null,null,null,null,null,null,null,null,null,null,null,null,null,null,null,null,null,null,null,null,null,null,null,null,null,null,null,null,null,null,null,null,null,null,null,null,null,null,null,null,null,null,null,null,null,null,null,null,null,null,null,null,null,null,null,"2015-12-28T17:59:59.996",{"$f":"\"\"","v":""},{"$f":"\"\"","v":""},{"$f":"\"\"","v":""},{"$f":"\"\"","v":""},{"$f":"\"\"","v":""},{"$f":"\"\"","v":""},{"$f":"CC17420","v":26},20,20,20,20,20,20,{"$f":"\"\"","v":""}]
[null,null,null,null,null,null,null,null,null,null,null,null,null,null,null,null,null,null,null,null,null,null,null,null,null,null,null,null,null,null,null,null,null,null,null,null,null,null,null,null,null,null,null,null,null,null,null,null,null,null,null,null,null,null,null,null,null,null,null,null,null,null,null,null,null,null,null,null,null,null,null,null,null,"2015-12-28T18:59:59.996",{"$f":"\"\"","v":""},{"$f":"\"\"","v":""},{"$f":"\"\"","v":""},{"$f":"\"\"","v":""},{"$f":"\"\"","v":""},{"$f":"\"\"","v":""},26,20,20,20,20,20,20,{"$f":"\"\"","v":""}]
[null,null,null,null,null,null,null,null,null,null,null,null,null,null,null,null,null,null,null,null,null,null,null,null,null,null,null,null,null,null,null,null,null,null,null,null,null,null,null,null,null,null,null,null,null,null,null,null,null,null,null,null,null,null,null,null,null,null,null,null,null,null,null,null,null,null,null,null,null,null,null,null,null,"2015-12-28T19:59:59.996",{"$f":"\"\"","v":""},{"$f":"\"\"","v":""},{"$f":"\"\"","v":""},{"$f":"\"\"","v":""},{"$f":"\"\"","v":""},{"$f":"\"\"","v":""},26,20,20,20,20,20,20,{"$f":"\"\"","v":""}]
[null,null,null,null,null,null,null,null,null,null,null,null,null,null,null,null,null,null,null,null,null,null,null,null,null,null,null,null,null,null,null,null,null,null,null,null,null,null,null,null,null,null,null,null,null,null,null,null,null,null,null,null,null,null,null,null,null,null,null,null,null,null,null,null,null,null,null,null,null,null,null,null,null,"2015-12-28T20:59:59.996",{"$f":"\"\"","v":""},{"$f":"\"\"","v":""},{"$f":"\"\"","v":""},{"$f":"\"\"","v":""},{"$f":"\"\"","v":""},{"$f":"\"\"","v":""},26,20,20,20,20,20,20,{"$f":"\"\"","v":""}]
[null,null,null,null,null,null,null,null,null,null,null,null,null,null,null,null,null,null,null,null,null,null,null,null,null,null,null,null,null,null,null,null,null,null,null,null,null,null,null,null,null,null,null,null,null,null,null,null,null,null,null,null,null,null,null,null,null,null,null,null,null,null,null,null,null,null,null,null,null,null,null,null,null,"2015-12-28T21:59:59.996",{"$f":"\"\"","v":""},{"$f":"\"\"","v":""},{"$f":"\"\"","v":""},{"$f":"\"\"","v":""},{"$f":"\"\"","v":""},{"$f":"\"\"","v":""},26,20,20,20,20,20,20,{"$f":"\"\"","v":""}]
[null,null,null,null,null,null,null,null,null,null,null,null,null,null,null,null,null,null,null,null,null,null,null,null,null,null,null,null,null,null,null,null,null,null,null,null,null,null,null,null,null,null,null,null,null,null,null,null,null,null,null,null,null,null,null,null,null,null,null,null,null,null,null,null,null,null,null,null,null,null,null,null,null,"2015-12-28T22:59:59.996",{"$f":"\"\"","v":""},{"$f":"\"\"","v":""},{"$f":"\"\"","v":""},{"$f":"\"\"","v":""},{"$f":"\"\"","v":""},{"$f":"\"\"","v":""},26,20,20,20,20,20,20,{"$f":"\"\"","v":""}]
[null,null,null,null,null,null,null,null,null,null,null,null,null,null,null,null,null,null,null,null,null,null,null,null,null,null,null,null,null,null,null,null,null,null,null,null,null,null,null,null,null,null,null,null,null,null,null,null,null,null,null,null,null,null,null,null,null,null,null,null,null,null,null,null,null,null,null,null,null,null,null,null,null,"2015-12-28T23:59:59.996",{"$f":"\"\"","v":""},{"$f":"\"\"","v":""},{"$f":"\"\"","v":""},{"$f":"\"\"","v":""},{"$f":"\"\"","v":""},{"$f":"\"\"","v":""},"","","","","","","",{"$f":"\"\"","v":""}]
[null,null,null,null,null,null,null,null,null,null,null,null,null,null,null,null,null,null,null,null,null,null,null,null,null,null,null,null,null,null,null,null,null,null,null,null,null,null,null,null,null,null,null,null,null,null,null,null,null,null,null,null,null,null,null,null,null,null,null,null,null,null,null,null,null,null,null,null,null,null,null,null,null,"2015-12-29T00:59:59.996",{"$f":"\"\"","v":""},{"$f":"\"\"","v":""},{"$f":"\"\"","v":""},{"$f":"\"\"","v":""},{"$f":"\"\"","v":""},{"$f":"\"\"","v":""},"","","","","","","",{"$f":"\"\"","v":""}]
[null,null,null,null,null,null,null,null,null,null,null,null,null,null,null,null,null,null,null,null,null,null,null,null,null,null,null,null,null,null,null,null,null,null,null,null,null,null,null,null,null,null,null,null,null,null,null,null,null,null,null,null,null,null,null,null,null,null,null,null,null,null,null,null,null,null,null,null,null,null,null,null,null,"2015-12-29T01:59:59.996",{"$f":"\"\"","v":""},{"$f":"\"\"","v":""},{"$f":"\"\"","v":""},{"$f":"\"\"","v":""},{"$f":"\"\"","v":""},{"$f":"\"\"","v":""},"","","","","","","",{"$f":"\"\"","v":""}]
[null,null,null,null,null,null,null,null,null,null,null,null,null,null,null,null,null,null,null,null,null,null,null,null,null,null,null,null,null,null,null,null,null,null,null,null,null,null,null,null,null,null,null,null,null,null,null,null,null,null,null,null,null,null,null,null,null,null,null,null,null,null,null,null,null,null,null,null,null,null,null,null,null,"2015-12-29T02:59:59.996",{"$f":"\"\"","v":""},{"$f":"\"\"","v":""},{"$f":"\"\"","v":""},{"$f":"\"\"","v":""},{"$f":"\"\"","v":""},{"$f":"\"\"","v":""},"","","","","","","",{"$f":"\"\"","v":""}]
[null,null,null,null,null,null,null,null,null,null,null,null,null,null,null,null,null,null,null,null,null,null,null,null,null,null,null,null,null,null,null,null,null,null,null,null,null,null,null,null,null,null,null,null,null,null,null,null,null,null,null,null,null,null,null,null,null,null,null,null,null,null,null,null,null,null,null,null,null,null,null,null,null,"2015-12-29T03:59:59.996",{"$f":"\"\"","v":""},{"$f":"\"\"","v":""},{"$f":"\"\"","v":""},{"$f":"\"\"","v":""},{"$f":"\"\"","v":""},{"$f":"\"\"","v":""},"","","","","","","",{"$f":"\"\"","v":""}]
[null,null,null,null,null,null,null,null,null,null,null,null,null,null,null,null,null,null,null,null,null,null,null,null,null,null,null,null,null,null,null,null,null,null,null,null,null,null,null,null,null,null,null,null,null,null,null,null,null,null,null,null,null,null,null,null,null,null,null,null,null,null,null,null,null,null,null,null,null,null,null,null,null,"2015-12-29T04:59:59.996",{"$f":"\"\"","v":""},{"$f":"\"\"","v":""},{"$f":"\"\"","v":""},{"$f":"\"\"","v":""},{"$f":"\"\"","v":""},{"$f":"\"\"","v":""},"","","","","","","",{"$f":"\"\"","v":""}]
[null,null,null,null,null,null,null,null,null,null,null,null,null,null,null,null,null,null,null,null,null,null,null,null,null,null,null,null,null,null,null,null,null,null,null,null,null,null,null,null,null,null,null,null,null,null,null,null,null,null,null,null,null,null,null,null,null,null,null,null,null,null,null,null,null,null,null,null,null,null,null,null,null,"2015-12-29T05:59:59.996",{"$f":"\"\"","v":""},{"$f":"\"\"","v":""},{"$f":"\"\"","v":""},{"$f":"\"\"","v":""},{"$f":"\"\"","v":""},{"$f":"\"\"","v":""},26,20,20,20,20,20,20,{"$f":"\"\"","v":""}]
[null,null,null,null,null,null,null,null,null,null,null,null,null,null,null,null,null,null,null,null,null,null,null,null,null,null,null,null,null,null,null,null,null,null,null,null,null,null,null,null,null,null,null,null,null,null,null,null,null,null,null,null,null,null,null,null,null,null,null,null,null,null,null,null,null,null,null,null,null,null,null,null,null,"2015-12-29T06:59:59.996",{"$f":"\"\"","v":""},{"$f":"\"\"","v":""},{"$f":"\"\"","v":""},{"$f":"\"\"","v":""},{"$f":"\"\"","v":""},{"$f":"\"\"","v":""},26,20,20,20,20,20,20,{"$f":"\"\"","v":""}]
[null,null,null,null,null,null,null,null,null,null,null,null,null,null,null,null,null,null,null,null,null,null,null,null,null,null,null,null,null,null,null,null,null,null,null,null,null,null,null,null,null,null,null,null,null,null,null,null,null,null,null,null,null,null,null,null,null,null,null,null,null,null,null,null,null,null,null,null,null,null,null,null,null,"2015-12-29T07:59:59.996",{"$f":"\"\"","v":""},{"$f":"\"\"","v":""},{"$f":"\"\"","v":""},{"$f":"\"\"","v":""},{"$f":"\"\"","v":""},{"$f":"\"\"","v":""},26,20,20,20,20,20,20,{"$f":"\"\"","v":""}]
[null,null,null,null,null,null,null,null,null,null,null,null,null,null,null,null,null,null,null,null,null,null,null,null,null,null,null,null,null,null,null,null,null,null,null,null,null,null,null,null,null,null,null,null,null,null,null,null,null,null,null,null,null,null,null,null,null,null,null,null,null,null,null,null,null,null,null,null,null,null,null,null,null,"2015-12-29T08:59:59.996",{"$f":"\"\"","v":""},{"$f":"\"\"","v":""},{"$f":"\"\"","v":""},{"$f":"\"\"","v":""},{"$f":"\"\"","v":""},{"$f":"\"\"","v":""},26,20,20,20,20,20,20,{"$f":"\"\"","v":""}]
[null,null,null,null,null,null,null,null,null,null,null,null,null,null,null,null,null,null,null,null,null,null,null,null,null,null,null,null,null,null,null,null,null,null,null,null,null,null,null,null,null,null,null,null,null,null,null,null,null,null,null,null,null,null,null,null,null,null,null,null,null,null,null,null,null,null,null,null,null,null,null,null,null,"2015-12-29T09:59:59.996",{"$f":"\"\"","v":""},{"$f":"\"\"","v":""},{"$f":"\"\"","v":""},{"$f":"\"\"","v":""},{"$f":"\"\"","v":""},{"$f":"\"\"","v":""},{"$f":"CC17436","v":""},"","","","","","",{"$f":"\"\"","v":""}]
[null,null,null,null,null,null,null,null,null,null,null,null,null,null,null,null,null,null,null,null,null,null,null,null,null,null,null,null,null,null,null,null,null,null,null,null,null,null,null,null,null,null,null,null,null,null,null,null,null,null,null,null,null,null,null,null,null,null,null,null,null,null,null,null,null,null,null,null,null,null,null,null,null,"2015-12-29T10:59:59.996",{"$f":"\"\"","v":""},{"$f":"\"\"","v":""},{"$f":"\"\"","v":""},{"$f":"\"\"","v":""},{"$f":"\"\"","v":""},{"$f":"\"\"","v":""},"","","","","","","",{"$f":"\"\"","v":""}]
[null,null,null,null,null,null,null,null,null,null,null,null,null,null,null,null,null,null,null,null,null,null,null,null,null,null,null,null,null,null,null,null,null,null,null,null,null,null,null,null,null,null,null,null,null,null,null,null,null,null,null,null,null,null,null,null,null,null,null,null,null,null,null,null,null,null,null,null,null,null,null,null,null,"2015-12-29T11:59:59.996",{"$f":"\"\"","v":""},{"$f":"\"\"","v":""},{"$f":"\"\"","v":""},{"$f":"\"\"","v":""},{"$f":"\"\"","v":""},{"$f":"\"\"","v":""},26,20,20,20,20,20,20,{"$f":"\"\"","v":""}]
[null,null,null,null,null,null,null,null,null,null,null,null,null,null,null,null,null,null,null,null,null,null,null,null,null,null,null,null,null,null,null,null,null,null,null,null,null,null,null,null,null,null,null,null,null,null,null,null,null,null,null,null,null,null,null,null,null,null,null,null,null,null,null,null,null,null,null,null,null,null,null,null,null,"2015-12-29T12:59:59.996",{"$f":"\"\"","v":""},{"$f":"\"\"","v":""},{"$f":"\"\"","v":""},{"$f":"\"\"","v":""},{"$f":"\"\"","v":""},{"$f":"\"\"","v":""},26,20,20,20,20,20,20,{"$f":"\"\"","v":""}]
[null,null,null,null,null,null,null,null,null,null,null,null,null,null,null,null,null,null,null,null,null,null,null,null,null,null,null,null,null,null,null,null,null,null,null,null,null,null,null,null,null,null,null,null,null,null,null,null,null,null,null,null,null,null,null,null,null,null,null,null,null,null,null,null,null,null,null,null,null,null,null,null,null,"2015-12-29T13:59:59.996",{"$f":"\"\"","v":""},{"$f":"\"\"","v":""},{"$f":"\"\"","v":""},{"$f":"\"\"","v":""},{"$f":"\"\"","v":""},{"$f":"\"\"","v":""},"","","","","","","",{"$f":"\"\"","v":""}]
[null,null,null,null,null,null,null,null,null,null,null,null,null,null,null,null,null,null,null,null,null,null,null,null,null,null,null,null,null,null,null,null,null,null,null,null,null,null,null,null,null,null,null,null,null,null,null,null,null,null,null,null,null,null,null,null,null,null,null,null,null,null,null,null,null,null,null,null,null,null,null,null,null,"2015-12-29T14:59:59.996",{"$f":"\"\"","v":""},{"$f":"\"\"","v":""},{"$f":"\"\"","v":""},{"$f":"\"\"","v":""},{"$f":"\"\"","v":""},{"$f":"\"\"","v":""},"","","","","","","",{"$f":"\"\"","v":""}]
[null,null,null,null,null,null,null,null,null,null,null,null,null,null,null,null,null,null,null,null,null,null,null,null,null,null,null,null,null,null,null,null,null,null,null,null,null,null,null,null,null,null,null,null,null,null,null,null,null,null,null,null,null,null,null,null,null,null,null,null,null,null,null,null,null,null,null,null,null,null,null,null,null,"2015-12-29T15:59:59.996",{"$f":"\"\"","v":""},{"$f":"\"\"","v":""},{"$f":"\"\"","v":""},{"$f":"\"\"","v":""},{"$f":"\"\"","v":""},{"$f":"\"\"","v":""},26,20,20,20,20,20,20,{"$f":"\"\"","v":""}]
[null,null,null,null,null,null,null,null,null,null,null,null,null,null,null,null,null,null,null,null,null,null,null,null,null,null,null,null,null,null,null,null,null,null,null,null,null,null,null,null,null,null,null,null,null,null,null,null,null,null,null,null,null,null,null,null,null,null,null,null,null,null,null,null,null,null,null,null,null,null,null,null,null,"2015-12-29T16:59:59.996",{"$f":"\"\"","v":""},{"$f":"\"\"","v":""},{"$f":"\"\"","v":""},{"$f":"\"\"","v":""},{"$f":"\"\"","v":""},{"$f":"\"\"","v":""},26,20,20,20,20,20,20,{"$f":"\"\"","v":""}]
[null,null,null,null,null,null,null,null,null,null,null,null,null,null,null,null,null,null,null,null,null,null,null,null,null,null,null,null,null,null,null,null,null,null,null,null,null,null,null,null,null,null,null,null,null,null,null,null,null,null,null,null,null,null,null,null,null,null,null,null,null,null,null,null,null,null,null,null,null,null,null,null,null,"2015-12-29T17:59:59.996",{"$f":"\"\"","v":""},{"$f":"\"\"","v":""},{"$f":"\"\"","v":""},{"$f":"\"\"","v":""},{"$f":"\"\"","v":""},{"$f":"\"\"","v":""},26,20,20,20,20,20,20,{"$f":"\"\"","v":""}]
[null,null,null,null,null,null,null,null,null,null,null,null,null,null,null,null,null,null,null,null,null,null,null,null,null,null,null,null,null,null,null,null,null,null,null,null,null,null,null,null,null,null,null,null,null,null,null,null,null,null,null,null,null,null,null,null,null,null,null,null,null,null,null,null,null,null,null,null,null,null,null,null,null,"2015-12-29T18:59:59.996",{"$f":"\"\"","v":""},{"$f":"\"\"","v":""},{"$f":"\"\"","v":""},{"$f":"\"\"","v":""},{"$f":"\"\"","v":""},{"$f":"\"\"","v":""},26,20,20,20,20,20,20,{"$f":"\"\"","v":""}]
[null,null,null,null,null,null,null,null,null,null,null,null,null,null,null,null,null,null,null,null,null,null,null,null,null,null,null,null,null,null,null,null,null,null,null,null,null,null,null,null,null,null,null,null,null,null,null,null,null,null,null,null,null,null,null,null,null,null,null,null,null,null,null,null,null,null,null,null,null,null,null,null,null,"2015-12-29T19:59:59.996",{"$f":"\"\"","v":""},{"$f":"\"\"","v":""},{"$f":"\"\"","v":""},{"$f":"\"\"","v":""},{"$f":"\"\"","v":""},{"$f":"\"\"","v":""},26,20,20,20,20,20,20,{"$f":"\"\"","v":""}]
[null,null,null,null,null,null,null,null,null,null,null,null,null,null,null,null,null,null,null,null,null,null,null,null,null,null,null,null,null,null,null,null,null,null,null,null,null,null,null,null,null,null,null,null,null,null,null,null,null,null,null,null,null,null,null,null,null,null,null,null,null,null,null,null,null,null,null,null,null,null,null,null,null,"2015-12-29T20:59:59.996",{"$f":"\"\"","v":""},{"$f":"\"\"","v":""},{"$f":"\"\"","v":""},{"$f":"\"\"","v":""},{"$f":"\"\"","v":""},{"$f":"\"\"","v":""},26,20,20,20,20,20,20,{"$f":"\"\"","v":""}]
[null,null,null,null,null,null,null,null,null,null,null,null,null,null,null,null,null,null,null,null,null,null,null,null,null,null,null,null,null,null,null,null,null,null,null,null,null,null,null,null,null,null,null,null,null,null,null,null,null,null,null,null,null,null,null,null,null,null,null,null,null,null,null,null,null,null,null,null,null,null,null,null,null,"2015-12-29T21:59:59.996",{"$f":"\"\"","v":""},{"$f":"\"\"","v":""},{"$f":"\"\"","v":""},{"$f":"\"\"","v":""},{"$f":"\"\"","v":""},{"$f":"\"\"","v":""},26,20,20,20,20,20,20,{"$f":"\"\"","v":""}]
[null,null,null,null,null,null,null,null,null,null,null,null,null,null,null,null,null,null,null,null,null,null,null,null,null,null,null,null,null,null,null,null,null,null,null,null,null,null,null,null,null,null,null,null,null,null,null,null,null,null,null,null,null,null,null,null,null,null,null,null,null,null,null,null,null,null,null,null,null,null,null,null,null,"2015-12-29T22:59:59.996",{"$f":"\"\"","v":""},{"$f":"\"\"","v":""},{"$f":"\"\"","v":""},{"$f":"\"\"","v":""},{"$f":"\"\"","v":""},{"$f":"\"\"","v":""},26,20,20,20,20,20,20,{"$f":"\"\"","v":""}]
[null,null,null,null,null,null,null,null,null,null,null,null,null,null,null,null,null,null,null,null,null,null,null,null,null,null,null,null,null,null,null,null,null,null,null,null,null,null,null,null,null,null,null,null,null,null,null,null,null,null,null,null,null,null,null,null,null,null,null,null,null,null,null,null,null,null,null,null,null,null,null,null,null,"2015-12-29T23:59:59.996",{"$f":"\"\"","v":""},{"$f":"\"\"","v":""},{"$f":"\"\"","v":""},{"$f":"\"\"","v":""},{"$f":"\"\"","v":""},{"$f":"\"\"","v":""},"","","","","","","",{"$f":"\"\"","v":""}]
[null,null,null,null,null,null,null,null,null,null,null,null,null,null,null,null,null,null,null,null,null,null,null,null,null,null,null,null,null,null,null,null,null,null,null,null,null,null,null,null,null,null,null,null,null,null,null,null,null,null,null,null,null,null,null,null,null,null,null,null,null,null,null,null,null,null,null,null,null,null,null,null,null,"2015-12-30T00:59:59.996",{"$f":"\"\"","v":""},{"$f":"\"\"","v":""},{"$f":"\"\"","v":""},{"$f":"\"\"","v":""},{"$f":"\"\"","v":""},{"$f":"\"\"","v":""},"","","","","","","",{"$f":"\"\"","v":""}]
[null,null,null,null,null,null,null,null,null,null,null,null,null,null,null,null,null,null,null,null,null,null,null,null,null,null,null,null,null,null,null,null,null,null,null,null,null,null,null,null,null,null,null,null,null,null,null,null,null,null,null,null,null,null,null,null,null,null,null,null,null,null,null,null,null,null,null,null,null,null,null,null,null,"2015-12-30T01:59:59.996",{"$f":"\"\"","v":""},{"$f":"\"\"","v":""},{"$f":"\"\"","v":""},{"$f":"\"\"","v":""},{"$f":"\"\"","v":""},{"$f":"\"\"","v":""},{"$f":"CC17452","v":""},"","","","","","",{"$f":"\"\"","v":""}]
[null,null,null,null,null,null,null,null,null,null,null,null,null,null,null,null,null,null,null,null,null,null,null,null,null,null,null,null,null,null,null,null,null,null,null,null,null,null,null,null,null,null,null,null,null,null,null,null,null,null,null,null,null,null,null,null,null,null,null,null,null,null,null,null,null,null,null,null,null,null,null,null,null,{"$f":"BV17476+1/24","v":"2015-12-30T02:59:59.996"},{"$f":"\"\"","v":""},{"$f":"\"\"","v":""},{"$f":"\"\"","v":""},{"$f":"\"\"","v":""},{"$f":"\"\"","v":""},{"$f":"\"\"","v":""},"","","","","","","",{"$f":"\"\"","v":""}]
[null,null,null,null,null,null,null,null,null,null,null,null,null,null,null,null,null,null,null,null,null,null,null,null,null,null,null,null,null,null,null,null,null,null,null,null,null,null,null,null,null,null,null,null,null,null,null,null,null,null,null,null,null,null,null,null,null,null,null,null,null,null,null,null,null,null,null,null,null,null,null,null,null,"2015-12-30T03:59:59.996",{"$f":"\"\"","v":""},{"$f":"\"\"","v":""},{"$f":"\"\"","v":""},{"$f":"\"\"","v":""},{"$f":"\"\"","v":""},{"$f":"\"\"","v":""},"","","","","","","",{"$f":"\"\"","v":""}]
[null,null,null,null,null,null,null,null,null,null,null,null,null,null,null,null,null,null,null,null,null,null,null,null,null,null,null,null,null,null,null,null,null,null,null,null,null,null,null,null,null,null,null,null,null,null,null,null,null,null,null,null,null,null,null,null,null,null,null,null,null,null,null,null,null,null,null,null,null,null,null,null,null,"2015-12-30T04:59:59.996",{"$f":"\"\"","v":""},{"$f":"\"\"","v":""},{"$f":"\"\"","v":""},{"$f":"\"\"","v":""},{"$f":"\"\"","v":""},{"$f":"\"\"","v":""},"","","","","","","",{"$f":"\"\"","v":""}]
[null,null,null,null,null,null,null,null,null,null,null,null,null,null,null,null,null,null,null,null,null,null,null,null,null,null,null,null,null,null,null,null,null,null,null,null,null,null,null,null,null,null,null,null,null,null,null,null,null,null,null,null,null,null,null,null,null,null,null,null,null,null,null,null,null,null,null,null,null,null,null,null,null,"2015-12-30T05:59:59.996",{"$f":"\"\"","v":""},{"$f":"\"\"","v":""},{"$f":"\"\"","v":""},{"$f":"\"\"","v":""},{"$f":"\"\"","v":""},{"$f":"\"\"","v":""},26,20,20,20,20,20,20,{"$f":"\"\"","v":""}]
[null,null,null,null,null,null,null,null,null,null,null,null,null,null,null,null,null,null,null,null,null,null,null,null,null,null,null,null,null,null,null,null,null,null,null,null,null,null,null,null,null,null,null,null,null,null,null,null,null,null,null,null,null,null,null,null,null,null,null,null,null,null,null,null,null,null,null,null,null,null,null,null,null,"2015-12-30T06:59:59.996",{"$f":"\"\"","v":""},{"$f":"\"\"","v":""},{"$f":"\"\"","v":""},{"$f":"\"\"","v":""},{"$f":"\"\"","v":""},{"$f":"\"\"","v":""},26,20,20,20,20,20,20,{"$f":"\"\"","v":""}]
[null,null,null,null,null,null,null,null,null,null,null,null,null,null,null,null,null,null,null,null,null,null,null,null,null,null,null,null,null,null,null,null,null,null,null,null,null,null,null,null,null,null,null,null,null,null,null,null,null,null,null,null,null,null,null,null,null,null,null,null,null,null,null,null,null,null,null,null,null,null,null,null,null,"2015-12-30T07:59:59.996",{"$f":"\"\"","v":""},{"$f":"\"\"","v":""},{"$f":"\"\"","v":""},{"$f":"\"\"","v":""},{"$f":"\"\"","v":""},{"$f":"\"\"","v":""},26,20,20,20,20,20,20,{"$f":"\"\"","v":""}]
[null,null,null,null,null,null,null,null,null,null,null,null,null,null,null,null,null,null,null,null,null,null,null,null,null,null,null,null,null,null,null,null,null,null,null,null,null,null,null,null,null,null,null,null,null,null,null,null,null,null,null,null,null,null,null,null,null,null,null,null,null,null,null,null,null,null,null,null,null,null,null,null,null,"2015-12-30T08:59:59.996",{"$f":"\"\"","v":""},{"$f":"\"\"","v":""},{"$f":"\"\"","v":""},{"$f":"\"\"","v":""},{"$f":"\"\"","v":""},{"$f":"\"\"","v":""},26,20,20,20,20,20,20,{"$f":"\"\"","v":""}]
[null,null,null,null,null,null,null,null,null,null,null,null,null,null,null,null,null,null,null,null,null,null,null,null,null,null,null,null,null,null,null,null,null,null,null,null,null,null,null,null,null,null,null,null,null,null,null,null,null,null,null,null,null,null,null,null,null,null,null,null,null,null,null,null,null,null,null,null,null,null,null,null,null,"2015-12-30T09:59:59.996",{"$f":"\"\"","v":""},{"$f":"\"\"","v":""},{"$f":"\"\"","v":""},{"$f":"\"\"","v":""},{"$f":"\"\"","v":""},{"$f":"\"\"","v":""},"","","","","","","",{"$f":"\"\"","v":""}]
[null,null,null,null,null,null,null,null,null,null,null,null,null,null,null,null,null,null,null,null,null,null,null,null,null,null,null,null,null,null,null,null,null,null,null,null,null,null,null,null,null,null,null,null,null,null,null,null,null,null,null,null,null,null,null,null,null,null,null,null,null,null,null,null,null,null,null,null,null,null,null,null,null,"2015-12-30T10:59:59.996",{"$f":"\"\"","v":""},{"$f":"\"\"","v":""},{"$f":"\"\"","v":""},{"$f":"\"\"","v":""},{"$f":"\"\"","v":""},{"$f":"\"\"","v":""},"","","","","","","",{"$f":"\"\"","v":""}]
[null,null,null,null,null,null,null,null,null,null,null,null,null,null,null,null,null,null,null,null,null,null,null,null,null,null,null,null,null,null,null,null,null,null,null,null,null,null,null,null,null,null,null,null,null,null,null,null,null,null,null,null,null,null,null,null,null,null,null,null,null,null,null,null,null,null,null,null,null,null,null,null,null,"2015-12-30T11:59:59.996",{"$f":"\"\"","v":""},{"$f":"\"\"","v":""},{"$f":"\"\"","v":""},{"$f":"\"\"","v":""},{"$f":"\"\"","v":""},{"$f":"\"\"","v":""},26,20,20,20,20,20,20,{"$f":"\"\"","v":""}]
[null,null,null,null,null,null,null,null,null,null,null,null,null,null,null,null,null,null,null,null,null,null,null,null,null,null,null,null,null,null,null,null,null,null,null,null,null,null,null,null,null,null,null,null,null,null,null,null,null,null,null,null,null,null,null,null,null,null,null,null,null,null,null,null,null,null,null,null,null,null,null,null,null,"2015-12-30T12:59:59.996",{"$f":"\"\"","v":""},{"$f":"\"\"","v":""},{"$f":"\"\"","v":""},{"$f":"\"\"","v":""},{"$f":"\"\"","v":""},{"$f":"\"\"","v":""},26,20,20,20,20,20,20,{"$f":"\"\"","v":""}]
[null,null,null,null,null,null,null,null,null,null,null,null,null,null,null,null,null,null,null,null,null,null,null,null,null,null,null,null,null,null,null,null,null,null,null,null,null,null,null,null,null,null,null,null,null,null,null,null,null,null,null,null,null,null,null,null,null,null,null,null,null,null,null,null,null,null,null,null,null,null,null,null,null,"2015-12-30T13:59:59.996",{"$f":"\"\"","v":""},{"$f":"\"\"","v":""},{"$f":"\"\"","v":""},{"$f":"\"\"","v":""},{"$f":"\"\"","v":""},{"$f":"\"\"","v":""},"","","","","","","",{"$f":"\"\"","v":""}]
[null,null,null,null,null,null,null,null,null,null,null,null,null,null,null,null,null,null,null,null,null,null,null,null,null,null,null,null,null,null,null,null,null,null,null,null,null,null,null,null,null,null,null,null,null,null,null,null,null,null,null,null,null,null,null,null,null,null,null,null,null,null,null,null,null,null,null,null,null,null,null,null,null,"2015-12-30T14:59:59.996",{"$f":"\"\"","v":""},{"$f":"\"\"","v":""},{"$f":"\"\"","v":""},{"$f":"\"\"","v":""},{"$f":"\"\"","v":""},{"$f":"\"\"","v":""},"","","","","","","",{"$f":"\"\"","v":""}]
[null,null,null,null,null,null,null,null,null,null,null,null,null,null,null,null,null,null,null,null,null,null,null,null,null,null,null,null,null,null,null,null,null,null,null,null,null,null,null,null,null,null,null,null,null,null,null,null,null,null,null,null,null,null,null,null,null,null,null,null,null,null,null,null,null,null,null,null,null,null,null,null,null,"2015-12-30T15:59:59.996",{"$f":"\"\"","v":""},{"$f":"\"\"","v":""},{"$f":"\"\"","v":""},{"$f":"\"\"","v":""},{"$f":"\"\"","v":""},{"$f":"\"\"","v":""},26,20,20,20,20,20,20,{"$f":"\"\"","v":""}]
[null,null,null,null,null,null,null,null,null,null,null,null,null,null,null,null,null,null,null,null,null,null,null,null,null,null,null,null,null,null,null,null,null,null,null,null,null,null,null,null,null,null,null,null,null,null,null,null,null,null,null,null,null,null,null,null,null,null,null,null,null,null,null,null,null,null,null,null,null,null,null,null,null,"2015-12-30T16:59:59.996",{"$f":"\"\"","v":""},{"$f":"\"\"","v":""},{"$f":"\"\"","v":""},{"$f":"\"\"","v":""},{"$f":"\"\"","v":""},{"$f":"\"\"","v":""},26,20,20,20,20,20,20,{"$f":"\"\"","v":""}]
[null,null,null,null,null,null,null,null,null,null,null,null,null,null,null,null,null,null,null,null,null,null,null,null,null,null,null,null,null,null,null,null,null,null,null,null,null,null,null,null,null,null,null,null,null,null,null,null,null,null,null,null,null,null,null,null,null,null,null,null,null,null,null,null,null,null,null,null,null,null,null,null,null,"2015-12-30T17:59:59.996",{"$f":"\"\"","v":""},{"$f":"\"\"","v":""},{"$f":"\"\"","v":""},{"$f":"\"\"","v":""},{"$f":"\"\"","v":""},{"$f":"\"\"","v":""},{"$f":"CC17468","v":26},20,20,20,20,20,20,{"$f":"\"\"","v":""}]
[null,null,null,null,null,null,null,null,null,null,null,null,null,null,null,null,null,null,null,null,null,null,null,null,null,null,null,null,null,null,null,null,null,null,null,null,null,null,null,null,null,null,null,null,null,null,null,null,null,null,null,null,null,null,null,null,null,null,null,null,null,null,null,null,null,null,null,null,null,null,null,null,null,"2015-12-30T18:59:59.996",{"$f":"\"\"","v":""},{"$f":"\"\"","v":""},{"$f":"\"\"","v":""},{"$f":"\"\"","v":""},{"$f":"\"\"","v":""},{"$f":"\"\"","v":""},26,20,20,20,20,20,20,{"$f":"\"\"","v":""}]
[null,null,null,null,null,null,null,null,null,null,null,null,null,null,null,null,null,null,null,null,null,null,null,null,null,null,null,null,null,null,null,null,null,null,null,null,null,null,null,null,null,null,null,null,null,null,null,null,null,null,null,null,null,null,null,null,null,null,null,null,null,null,null,null,null,null,null,null,null,null,null,null,null,"2015-12-30T19:59:59.996",{"$f":"\"\"","v":""},{"$f":"\"\"","v":""},{"$f":"\"\"","v":""},{"$f":"\"\"","v":""},{"$f":"\"\"","v":""},{"$f":"\"\"","v":""},26,20,20,20,20,20,20,{"$f":"\"\"","v":""}]
[null,null,null,null,null,null,null,null,null,null,null,null,null,null,null,null,null,null,null,null,null,null,null,null,null,null,null,null,null,null,null,null,null,null,null,null,null,null,null,null,null,null,null,null,null,null,null,null,null,null,null,null,null,null,null,null,null,null,null,null,null,null,null,null,null,null,null,null,null,null,null,null,null,"2015-12-30T20:59:59.996",{"$f":"\"\"","v":""},{"$f":"\"\"","v":""},{"$f":"\"\"","v":""},{"$f":"\"\"","v":""},{"$f":"\"\"","v":""},{"$f":"\"\"","v":""},26,20,20,20,20,20,20,{"$f":"\"\"","v":""}]
[null,null,null,null,null,null,null,null,null,null,null,null,null,null,null,null,null,null,null,null,null,null,null,null,null,null,null,null,null,null,null,null,null,null,null,null,null,null,null,null,null,null,null,null,null,null,null,null,null,null,null,null,null,null,null,null,null,null,null,null,null,null,null,null,null,null,null,null,null,null,null,null,null,"2015-12-30T21:59:59.996",{"$f":"\"\"","v":""},{"$f":"\"\"","v":""},{"$f":"\"\"","v":""},{"$f":"\"\"","v":""},{"$f":"\"\"","v":""},{"$f":"\"\"","v":""},26,20,20,20,20,20,20,{"$f":"\"\"","v":""}]
[null,null,null,null,null,null,null,null,null,null,null,null,null,null,null,null,null,null,null,null,null,null,null,null,null,null,null,null,null,null,null,null,null,null,null,null,null,null,null,null,null,null,null,null,null,null,null,null,null,null,null,null,null,null,null,null,null,null,null,null,null,null,null,null,null,null,null,null,null,null,null,null,null,"2015-12-30T22:59:59.996",{"$f":"\"\"","v":""},{"$f":"\"\"","v":""},{"$f":"\"\"","v":""},{"$f":"\"\"","v":""},{"$f":"\"\"","v":""},{"$f":"\"\"","v":""},26,20,20,20,20,20,20,{"$f":"\"\"","v":""}]
[null,null,null,null,null,null,null,null,null,null,null,null,null,null,null,null,null,null,null,null,null,null,null,null,null,null,null,null,null,null,null,null,null,null,null,null,null,null,null,null,null,null,null,null,null,null,null,null,null,null,null,null,null,null,null,null,null,null,null,null,null,null,null,null,null,null,null,null,null,null,null,null,null,"2015-12-30T23:59:59.996",{"$f":"\"\"","v":""},{"$f":"\"\"","v":""},{"$f":"\"\"","v":""},{"$f":"\"\"","v":""},{"$f":"\"\"","v":""},{"$f":"\"\"","v":""},"","","","","","","",{"$f":"\"\"","v":""}]
[null,null,null,null,null,null,null,null,null,null,null,null,null,null,null,null,null,null,null,null,null,null,null,null,null,null,null,null,null,null,null,null,null,null,null,null,null,null,null,null,null,null,null,null,null,null,null,null,null,null,null,null,null,null,null,null,null,null,null,null,null,null,null,null,null,null,null,null,null,null,null,null,null,"2015-12-31T00:59:59.996",{"$f":"\"\"","v":""},{"$f":"\"\"","v":""},{"$f":"\"\"","v":""},{"$f":"\"\"","v":""},{"$f":"\"\"","v":""},{"$f":"\"\"","v":""},"","","","","","","",{"$f":"\"\"","v":""}]
[null,null,null,null,null,null,null,null,null,null,null,null,null,null,null,null,null,null,null,null,null,null,null,null,null,null,null,null,null,null,null,null,null,null,null,null,null,null,null,null,null,null,null,null,null,null,null,null,null,null,null,null,null,null,null,null,null,null,null,null,null,null,null,null,null,null,null,null,null,null,null,null,null,"2015-12-31T01:59:59.996",{"$f":"\"\"","v":""},{"$f":"\"\"","v":""},{"$f":"\"\"","v":""},{"$f":"\"\"","v":""},{"$f":"\"\"","v":""},{"$f":"\"\"","v":""},"","","","","","","",{"$f":"\"\"","v":""}]
[null,null,null,null,null,null,null,null,null,null,null,null,null,null,null,null,null,null,null,null,null,null,null,null,null,null,null,null,null,null,null,null,null,null,null,null,null,null,null,null,null,null,null,null,null,null,null,null,null,null,null,null,null,null,null,null,null,null,null,null,null,null,null,null,null,null,null,null,null,null,null,null,null,"2015-12-31T02:59:59.996",{"$f":"\"\"","v":""},{"$f":"\"\"","v":""},{"$f":"\"\"","v":""},{"$f":"\"\"","v":""},{"$f":"\"\"","v":""},{"$f":"\"\"","v":""},"","","","","","","",{"$f":"\"\"","v":""}]
[null,null,null,null,null,null,null,null,null,null,null,null,null,null,null,null,null,null,null,null,null,null,null,null,null,null,null,null,null,null,null,null,null,null,null,null,null,null,null,null,null,null,null,null,null,null,null,null,null,null,null,null,null,null,null,null,null,null,null,null,null,null,null,null,null,null,null,null,null,null,null,null,null,"2015-12-31T03:59:59.996",{"$f":"\"\"","v":""},{"$f":"\"\"","v":""},{"$f":"\"\"","v":""},{"$f":"\"\"","v":""},{"$f":"\"\"","v":""},{"$f":"\"\"","v":""},"","","","","","","",{"$f":"\"\"","v":""}]
[null,null,null,null,null,null,null,null,null,null,null,null,null,null,null,null,null,null,null,null,null,null,null,null,null,null,null,null,null,null,null,null,null,null,null,null,null,null,null,null,null,null,null,null,null,null,null,null,null,null,null,null,null,null,null,null,null,null,null,null,null,null,null,null,null,null,null,null,null,null,null,null,null,"2015-12-31T04:59:59.996",{"$f":"\"\"","v":""},{"$f":"\"\"","v":""},{"$f":"\"\"","v":""},{"$f":"\"\"","v":""},{"$f":"\"\"","v":""},{"$f":"\"\"","v":""},"","","","","","","",{"$f":"\"\"","v":""}]
[null,null,null,null,null,null,null,null,null,null,null,null,null,null,null,null,null,null,null,null,null,null,null,null,null,null,null,null,null,null,null,null,null,null,null,null,null,null,null,null,null,null,null,null,null,null,null,null,null,null,null,null,null,null,null,null,null,null,null,null,null,null,null,null,null,null,null,null,null,null,null,null,null,"2015-12-31T05:59:59.996",{"$f":"\"\"","v":""},{"$f":"\"\"","v":""},{"$f":"\"\"","v":""},{"$f":"\"\"","v":""},{"$f":"\"\"","v":""},{"$f":"\"\"","v":""},26,20,20,20,20,20,20,{"$f":"\"\"","v":""}]
[null,null,null,null,null,null,null,null,null,null,null,null,null,null,null,null,null,null,null,null,null,null,null,null,null,null,null,null,null,null,null,null,null,null,null,null,null,null,null,null,null,null,null,null,null,null,null,null,null,null,null,null,null,null,null,null,null,null,null,null,null,null,null,null,null,null,null,null,null,null,null,null,null,"2015-12-31T06:59:59.996",{"$f":"\"\"","v":""},{"$f":"\"\"","v":""},{"$f":"\"\"","v":""},{"$f":"\"\"","v":""},{"$f":"\"\"","v":""},{"$f":"\"\"","v":""},26,20,20,20,20,20,20,{"$f":"\"\"","v":""}]
[null,null,null,null,null,null,null,null,null,null,null,null,null,null,null,null,null,null,null,null,null,null,null,null,null,null,null,null,null,null,null,null,null,null,null,null,null,null,null,null,null,null,null,null,null,null,null,null,null,null,null,null,null,null,null,null,null,null,null,null,null,null,null,null,null,null,null,null,null,null,null,null,null,"2015-12-31T07:59:59.996",{"$f":"\"\"","v":""},{"$f":"\"\"","v":""},{"$f":"\"\"","v":""},{"$f":"\"\"","v":""},{"$f":"\"\"","v":""},{"$f":"\"\"","v":""},26,20,20,20,20,20,20,{"$f":"\"\"","v":""}]
[null,null,null,null,null,null,null,null,null,null,null,null,null,null,null,null,null,null,null,null,null,null,null,null,null,null,null,null,null,null,null,null,null,null,null,null,null,null,null,null,null,null,null,null,null,null,null,null,null,null,null,null,null,null,null,null,null,null,null,null,null,null,null,null,null,null,null,null,null,null,null,null,null,"2015-12-31T08:59:59.996",{"$f":"\"\"","v":""},{"$f":"\"\"","v":""},{"$f":"\"\"","v":""},{"$f":"\"\"","v":""},{"$f":"\"\"","v":""},{"$f":"\"\"","v":""},26,20,20,20,20,20,20,{"$f":"\"\"","v":""}]
[null,null,null,null,null,null,null,null,null,null,null,null,null,null,null,null,null,null,null,null,null,null,null,null,null,null,null,null,null,null,null,null,null,null,null,null,null,null,null,null,null,null,null,null,null,null,null,null,null,null,null,null,null,null,null,null,null,null,null,null,null,null,null,null,null,null,null,null,null,null,null,null,null,"2015-12-31T09:59:59.996",{"$f":"\"\"","v":""},{"$f":"\"\"","v":""},{"$f":"\"\"","v":""},{"$f":"\"\"","v":""},{"$f":"\"\"","v":""},{"$f":"\"\"","v":""},{"$f":"CC17484","v":""},"","","","","","",{"$f":"\"\"","v":""}]
[null,null,null,null,null,null,null,null,null,null,null,null,null,null,null,null,null,null,null,null,null,null,null,null,null,null,null,null,null,null,null,null,null,null,null,null,null,null,null,null,null,null,null,null,null,null,null,null,null,null,null,null,null,null,null,null,null,null,null,null,null,null,null,null,null,null,null,null,null,null,null,null,null,"2015-12-31T10:59:59.996",{"$f":"\"\"","v":""},{"$f":"\"\"","v":""},{"$f":"\"\"","v":""},{"$f":"\"\"","v":""},{"$f":"\"\"","v":""},{"$f":"\"\"","v":""},"","","","","","","",{"$f":"\"\"","v":""}]
[null,null,null,null,null,null,null,null,null,null,null,null,null,null,null,null,null,null,null,null,null,null,null,null,null,null,null,null,null,null,null,null,null,null,null,null,null,null,null,null,null,null,null,null,null,null,null,null,null,null,null,null,null,null,null,null,null,null,null,null,null,null,null,null,null,null,null,null,null,null,null,null,null,"2015-12-31T11:59:59.996",{"$f":"\"\"","v":""},{"$f":"\"\"","v":""},{"$f":"\"\"","v":""},{"$f":"\"\"","v":""},{"$f":"\"\"","v":""},{"$f":"\"\"","v":""},26,20,20,20,20,20,20,{"$f":"\"\"","v":""}]
[null,null,null,null,null,null,null,null,null,null,null,null,null,null,null,null,null,null,null,null,null,null,null,null,null,null,null,null,null,null,null,null,null,null,null,null,null,null,null,null,null,null,null,null,null,null,null,null,null,null,null,null,null,null,null,null,null,null,null,null,null,null,null,null,null,null,null,null,null,null,null,null,null,"2015-12-31T12:59:59.996",{"$f":"\"\"","v":""},{"$f":"\"\"","v":""},{"$f":"\"\"","v":""},{"$f":"\"\"","v":""},{"$f":"\"\"","v":""},{"$f":"\"\"","v":""},26,20,20,20,20,20,20,{"$f":"\"\"","v":""}]
[null,null,null,null,null,null,null,null,null,null,null,null,null,null,null,null,null,null,null,null,null,null,null,null,null,null,null,null,null,null,null,null,null,null,null,null,null,null,null,null,null,null,null,null,null,null,null,null,null,null,null,null,null,null,null,null,null,null,null,null,null,null,null,null,null,null,null,null,null,null,null,null,null,"2015-12-31T13:59:59.996",{"$f":"\"\"","v":""},{"$f":"\"\"","v":""},{"$f":"\"\"","v":""},{"$f":"\"\"","v":""},{"$f":"\"\"","v":""},{"$f":"\"\"","v":""},"","","","","","","",{"$f":"\"\"","v":""}]
[null,null,null,null,null,null,null,null,null,null,null,null,null,null,null,null,null,null,null,null,null,null,null,null,null,null,null,null,null,null,null,null,null,null,null,null,null,null,null,null,null,null,null,null,null,null,null,null,null,null,null,null,null,null,null,null,null,null,null,null,null,null,null,null,null,null,null,null,null,null,null,null,null,"2015-12-31T14:59:59.996",{"$f":"\"\"","v":""},{"$f":"\"\"","v":""},{"$f":"\"\"","v":""},{"$f":"\"\"","v":""},{"$f":"\"\"","v":""},{"$f":"\"\"","v":""},"","","","","","","",{"$f":"\"\"","v":""}]
[null,null,null,null,null,null,null,null,null,null,null,null,null,null,null,null,null,null,null,null,null,null,null,null,null,null,null,null,null,null,null,null,null,null,null,null,null,null,null,null,null,null,null,null,null,null,null,null,null,null,null,null,null,null,null,null,null,null,null,null,null,null,null,null,null,null,null,null,null,null,null,null,null,"2015-12-31T15:59:59.996",{"$f":"\"\"","v":""},{"$f":"\"\"","v":""},{"$f":"\"\"","v":""},{"$f":"\"\"","v":""},{"$f":"\"\"","v":""},{"$f":"\"\"","v":""},26,20,20,20,20,20,20,{"$f":"\"\"","v":""}]
[null,null,null,null,null,null,null,null,null,null,null,null,null,null,null,null,null,null,null,null,null,null,null,null,null,null,null,null,null,null,null,null,null,null,null,null,null,null,null,null,null,null,null,null,null,null,null,null,null,null,null,null,null,null,null,null,null,null,null,null,null,null,null,null,null,null,null,null,null,null,null,null,null,"2015-12-31T16:59:59.996",{"$f":"\"\"","v":""},{"$f":"\"\"","v":""},{"$f":"\"\"","v":""},{"$f":"\"\"","v":""},{"$f":"\"\"","v":""},{"$f":"\"\"","v":""},26,20,20,20,20,20,20,{"$f":"\"\"","v":""}]
[null,null,null,null,null,null,null,null,null,null,null,null,null,null,null,null,null,null,null,null,null,null,null,null,null,null,null,null,null,null,null,null,null,null,null,null,null,null,null,null,null,null,null,null,null,null,null,null,null,null,null,null,null,null,null,null,null,null,null,null,null,null,null,null,null,null,null,null,null,null,null,null,null,"2015-12-31T17:59:59.996",{"$f":"\"\"","v":""},{"$f":"\"\"","v":""},{"$f":"\"\"","v":""},{"$f":"\"\"","v":""},{"$f":"\"\"","v":""},{"$f":"\"\"","v":""},26,20,20,20,20,20,20,{"$f":"\"\"","v":""}]
[null,null,null,null,null,null,null,null,null,null,null,null,null,null,null,null,null,null,null,null,null,null,null,null,null,null,null,null,null,null,null,null,null,null,null,null,null,null,null,null,null,null,null,null,null,null,null,null,null,null,null,null,null,null,null,null,null,null,null,null,null,null,null,null,null,null,null,null,null,null,null,null,null,"2015-12-31T18:59:59.996",{"$f":"\"\"","v":""},{"$f":"\"\"","v":""},{"$f":"\"\"","v":""},{"$f":"\"\"","v":""},{"$f":"\"\"","v":""},{"$f":"\"\"","v":""},26,20,20,20,20,20,20,{"$f":"\"\"","v":""}]
[null,null,null,null,null,null,null,null,null,null,null,null,null,null,null,null,null,null,null,null,null,null,null,null,null,null,null,null,null,null,null,null,null,null,null,null,null,null,null,null,null,null,null,null,null,null,null,null,null,null,null,null,null,null,null,null,null,null,null,null,null,null,null,null,null,null,null,null,null,null,null,null,null,"2015-12-31T19:59:59.996",{"$f":"\"\"","v":""},{"$f":"\"\"","v":""},{"$f":"\"\"","v":""},{"$f":"\"\"","v":""},{"$f":"\"\"","v":""},{"$f":"\"\"","v":""},26,20,20,20,20,20,20,{"$f":"\"\"","v":""}]
[null,null,null,null,null,null,null,null,null,null,null,null,null,null,null,null,null,null,null,null,null,null,null,null,null,null,null,null,null,null,null,null,null,null,null,null,null,null,null,null,null,null,null,null,null,null,null,null,null,null,null,null,null,null,null,null,null,null,null,null,null,null,null,null,null,null,null,null,null,null,null,null,null,"2015-12-31T20:59:59.996",{"$f":"\"\"","v":""},{"$f":"\"\"","v":""},{"$f":"\"\"","v":""},{"$f":"\"\"","v":""},{"$f":"\"\"","v":""},{"$f":"\"\"","v":""},26,20,20,20,20,20,20,{"$f":"\"\"","v":""}]
[null,null,null,null,null,null,null,null,null,null,null,null,null,null,null,null,null,null,null,null,null,null,null,null,null,null,null,null,null,null,null,null,null,null,null,null,null,null,null,null,null,null,null,null,null,null,null,null,null,null,null,null,null,null,null,null,null,null,null,null,null,null,null,null,null,null,null,null,null,null,null,null,null,"2015-12-31T21:59:59.996",{"$f":"\"\"","v":""},{"$f":"\"\"","v":""},{"$f":"\"\"","v":""},{"$f":"\"\"","v":""},{"$f":"\"\"","v":""},{"$f":"\"\"","v":""},26,20,20,20,20,20,20,{"$f":"\"\"","v":""}]
[null,null,null,null,null,null,null,null,null,null,null,null,null,null,null,null,null,null,null,null,null,null,null,null,null,null,null,null,null,null,null,null,null,null,null,null,null,null,null,null,null,null,null,null,null,null,null,null,null,null,null,null,null,null,null,null,null,null,null,null,null,null,null,null,null,null,null,null,null,null,null,null,null,"2015-12-31T22:59:59.996",{"$f":"\"\"","v":""},{"$f":"\"\"","v":""},{"$f":"\"\"","v":""},{"$f":"\"\"","v":""},{"$f":"\"\"","v":""},{"$f":"\"\"","v":""},26,20,20,20,20,20,20,{"$f":"\"\"","v":""}]
[null,null,null,null,null,null,null,null,null,null,null,null,null,null,null,null,null,null,null,null,null,null,null,null,null,null,null,null,null,null,null,null,null,null,null,null,null,null,null,null,null,null,null,null,null,null,null,null,null,null,null,null,null,null,null,null,null,null,null,null,null,null,null,null,null,null,null,null,null,null,null,null,null,"2015-12-31T23:59:59.996",{"$f":"\"\"","v":""},{"$f":"\"\"","v":""},{"$f":"\"\"","v":""},{"$f":"\"\"","v":""},{"$f":"\"\"","v":""},{"$f":"\"\"","v":""},{"$f":"\"\"","v":""},"","","","","","",{"$f":"\"\"","v":""}]

{"sheet":"検討設定","index":3,"n_rows":10,"n_cols":14,"rows_kept":10,"cut":false,"hidden":true,"merged":[]}
[]
[]
[]
[]
[]
[null,"集熱器角度[°]","集熱器方位角(南向き=0, 西回り正)[°]",null,"集熱","設定温度","集熱器長さ","Q値","PV/全体","ダイレクトゲイン","東","西","南","北"]
["PV",30,0,null,1,20,6,2.7,0.75,0.1,{"$f":"J7","v":0.1},{"$f":"J7","v":0.1},{"$f":"J7","v":0.1},{"$f":"J7","v":0.1}]
["ガラス",30,0,null,"あり(1)",20,3,2.7,0.75,1]
[null,null,null,null,"なし(0)",18,6,1.9,1,0.5]
[null,null,null,null,null,"自然室温(0)",9,1,null,0.1]

{"sheet":"Building","index":4,"n_rows":58,"n_cols":42,"rows_kept":58,"cut":false,"hidden":true,"merged":[]}
[]
[]
[]
[]
[null,null,null,null,null,null,null,null,null,null,null,null,296]
[]
[]
[]
[]
[]
[null,null,null,null,null,null,null,null,null,null,null,"上の部材が室内側、下の部材が室外側",null,null,"最大層数maxAllLayer",4]
["室の名前","室温出力\n(On：1、Off：0)","負荷出力\n(On：1、Off：0)","面の名前","面積[m2]","壁面傾斜角[°]\n(水平=0°)","壁面方位角[°]\n(南向き=0°, 西回り正)","天高[m]","室外側の室","室外側の面","部材名","厚み[m]","長波放射率","日射吸収率","熱伝導率[W/m・K]","容積比熱[kJ/m3・K]","窓の名前","窓面積[m2]","窓の種類","熱貫流率","長波放射率","日射吸収率","日射透過率","日射反射率","日射熱取得率","窓の幅W[m]","窓の高さH[m]","サイズ1 庇の深さD[m]","サイズ2 庇の幅（現状窓より大）Ws[m]","配置1 窓からの高さH1[m]（≧0）","配置2 窓からの出（幅）W1[m]","配置3 角度（上方を正）θ[°]","サイズ1 袖壁の深さD[m]","サイズ2 袖壁の高さ（現状窓より大）Ws[m]","配置1 窓からの距離W1[m]（≧0）","配置2 窓からの出（高さ）H1[m]","サイズ1 袖壁の深さD[m]","サイズ2 袖壁の高さ（現状窓より大）Ws[m]","配置1 窓からの距離W1[m]（≧0）","配置2 窓からの出（高さ）H1[m]","サイズ1 窓面からの距離","サイズ2 隣棟の高さ"]
["床下",1,1,"床外周",{"$f":"30*0.7","v":21},0,0,0.7,"地盤外周",null,"A種押出法ポリスチレンフォーム保温板3種",0.05,0.9,0.8,2.8000000000000001E-2,25.116]
[null,null,null,null,null,null,null,null,null,null,"コンクリート",0.18,0.9,0.8,1.637,2013]
[null,null,null,null,null,null,null,null,null,null,"A種押出法ポリスチレンフォーム保温板3種",0.05,0.9,0.8,2.8000000000000001E-2,25.116]
[null,null,null,"床中心",{"$f":"E18-E13","v":34},0,0,0.7,"地盤中心",null,"コンクリート",0.18,0.9,0.8,1.637,2013]
[null,null,null,null,null,null,null,null,null,null,"A種押出法ポリスチレンフォーム保温板3種",0.05,0.9,0.8,2.8000000000000001E-2,25.116]
[null,null,null,"天井",55,0,0,null,"居室","床","合板",6.0000000000000001E-3,null,null,0.129,1113]
[null,null,null,null,null,null,null,null,null,null,"合板",6.0000000000000001E-3,null,null,0.129,1113]
[null,null,null,null,null,null,null,null,null,null,"フローリング",6.0000000000000001E-3,0.9,0.8,0.16,715.81500000000005]
[null,null,null,null,null,null,null,null,null,null,"フローリング",6.0000000000000001E-3,0.9,0.8,0.16,715.81500000000005]
[null,null,null,"南壁",7.7,90,0,null,"外気",null,"A種押出法ポリスチレンフォーム保温板3種",0.05,0.9,0.8,2.8000000000000001E-2,25.116]
[null,null,null,null,null,null,null,null,null,null,"コンクリート",0.15,0.9,0.8,1.637,2013]
[null,null,null,"北壁",{"$f":"E22","v":7.7},90,180,null,"外気",null,"A種押出法ポリスチレンフォーム保温板3種",0.05,0.9,0.8,2.8000000000000001E-2,25.116]
[null,null,null,null,null,null,null,null,null,null,"コンクリート",0.15,0.9,0.8,1.637,2013]
[null,null,null,"東壁",4.2,90,-90,null,"外気",null,"A種押出法ポリスチレンフォーム保温板3種",0.05,0.9,0.8,2.8000000000000001E-2,25.116]
[null,null,null,null,null,null,null,null,null,null,"コンクリート",0.15,0.9,0.8,1.637,2013]
[null,null,null,"西壁",{"$f":"E26","v":4.2},90,90,null,"外気",null,"A種押出法ポリスチレンフォーム保温板3種",0.05,0.9,0.8,2.8000000000000001E-2,25.116]
[null,null,null,null,null,null,null,null,null,null,"コンクリート",0.15,0.9,0.8,1.637,2013]
["居室",1,1,"床",{"$f":"E18","v":55},0,0,4.3,"床下","天井","フローリング",6.0000000000000001E-3,0.9,0.8,0.16,715.81500000000005]
[null,null,null,null,null,null,null,null,null,null,"フローリング",6.0000000000000001E-3,0.9,0.8,0.16,715.81500000000005]
[null,null,null,null,null,null,null,null,null,null,"合板",6.0000000000000001E-3,null,null,0.129,1113]
[null,null,null,null,null,null,null,null,null,null,"合板",6.0000000000000001E-3,null,null,0.129,1113]
[null,null,null,"屋根_PV",34.5,26.6,0,null,"外気",null,"高性能グラスウール16K",0.2,0.9,0.8,3.7999999999999999E-2,13.395]
[null,null,null,null,null,null,null,null,null,null,"合板",1.2E-2,null,null,0.129,1113]
[null,null,null,null,null,null,null,null,null,null,"アスファルトルーフィング",1.2E-2,0.9,0.8,0.106,1067]
[null,null,null,"屋根_ガラス",11.5,26.6,0,null,"外気",null,"高性能グラスウール16K",0.2,0.9,0.8,3.7999999999999999E-2,13.395]
[null,null,null,null,null,null,null,null,null,null,"合板",1.2E-2,null,null,0.129,1113]
[null,null,null,null,null,null,null,null,null,null,"アスファルトルーフィング",1.2E-2,0.9,0.8,0.106,1067]
[null,null,null,"屋根_非集熱",{"$f":"55.5-(E34+E37)","v":9.5},26.6,0,null,"外気",null,"高性能グラスウール16K",0.2,0.9,0.8,3.7999999999999999E-2,13.395]
[null,null,null,null,null,null,null,null,null,null,"合板",1.2E-2,null,null,0.129,1113]
[null,null,null,null,null,null,null,null,null,null,"アスファルトルーフィング",1.2E-2,0.9,0.8,0.106,1067]
[null,null,null,"南壁",26.4,90,0,null,"外気",null,"石膏ボード",1.2500000000000001E-2,0.9,0.8,0.21299999999999999,854,"南窓",12.6,"Low-eガラス遮熱（A12）＋樹脂サッシ",1.91,0.9,0.26200000000000001,0.44400000000000001,0.29399999999999998,0.5,{"$f":"R43/AA43","v":6.3},2,2,{"$f":"Z43","v":6.3},0.2,0,0,0,0,0,0,0,0,0,0,0,0]
[null,null,null,null,null,null,null,null,null,null,"高性能グラスウール24K",0.1,0.9,0.8,3.5999999999999997E-2,20.093]
[null,null,null,null,null,null,null,null,null,null,"高性能グラスウール24K",0.1,0.9,0.8,3.5999999999999997E-2,20.093]
[null,null,null,null,null,null,null,null,null,null,"合板",1.2E-2,0.9,0.8,0.16,715.81500000000005]
[null,null,null,"北壁",46.8,90,180,null,"外気",null,"石膏ボード",1.2500000000000001E-2,0.9,0.8,0.21299999999999999,854,"北窓",6.7,"Low-eガラス遮熱（A12）＋樹脂サッシ",1.91,0.9,0.26200000000000001,0.44400000000000001,0.29399999999999998,0.5,{"$f":"R47/AA47","v":3.35},2,2,{"$f":"Z47","v":3.35},0.2,0,0,0,0,0,0,0,0,0,0,0,0]
[null,null,null,null,null,null,null,null,null,null,"高性能グラスウール24K",0.1,0.9,0.8,3.5999999999999997E-2,20.093]
[null,null,null,null,null,null,null,null,null,null,"高性能グラスウール24K",0.1,0.9,0.8,3.5999999999999997E-2,20.093]
[null,null,null,null,null,null,null,null,null,null,"合板",1.2E-2,0.9,0.8,0.16,715.81500000000005]
[null,null,null,"東壁",25.8,90,-90,null,"外気",null,"石膏ボード",1.2500000000000001E-2,0.9,0.8,0.21299999999999999,854,"東窓",8,"Low-eガラス遮熱（A12）＋樹脂サッシ",1.91,0.9,0.26200000000000001,0.44400000000000001,0.29399999999999998,0.5,{"$f":"R51/AA51","v":4},2,2,{"$f":"Z51","v":4},0.2,0,0,0,0,0,0,0,0,0,0,0,0]
[null,null,null,null,null,null,null,null,null,null,"高性能グラスウール24K",0.1,0.9,0.8,3.5999999999999997E-2,20.093]
[null,null,null,null,null,null,null,null,null,null,"高性能グラスウール24K",0.1,0.9,0.8,3.5999999999999997E-2,20.093]
[null,null,null,null,null,null,null,null,null,null,"合板",1.2E-2,0.9,0.8,0.16,715.81500000000005]
[null,null,null,"西壁",25.8,90,90,null,"外気",null,"石膏ボード",1.2500000000000001E-2,0.9,0.8,0.21299999999999999,854,"西窓",2.2999999999999998,"Low-eガラス遮熱（A12）＋樹脂サッシ",1.91,0.9,0.26200000000000001,0.44400000000000001,0.29399999999999998,0.5,{"$f":"R55/AA55","v":1.1499999999999999},2,2,{"$f":"Z55","v":1.1499999999999999},0.2,0,0,0,0,0,0,0,0,0,0,0,0]
[null,null,null,null,null,null,null,null,null,null,"高性能グラスウール24K",0.1,0.9,0.8,3.5999999999999997E-2,20.093]
[null,null,null,null,null,null,null,null,null,null,"高性能グラスウール24K",0.1,0.9,0.8,3.5999999999999997E-2,20.093]
[null,null,null,null,null,null,null,null,null,null,"合板",1.2E-2,0.9,0.8,0.16,715.81500000000005]

{"sheet":"T1","index":5,"n_rows":0,"n_cols":0,"rows_kept":0,"cut":false,"hidden":true,"merged":[]}

{"sheet":"Meteo","index":6,"n_rows":8765,"n_cols":18,"rows_kept":4500,"cut":true,"hidden":false,"merged":[],"bounds":{"rows_first":2000,"rows_last":500,"rows_between":2000,"halvings":0}}
[null,"フォルダ","ファイル"]
["EPW","C:\\Users\\Choi2\\Dropbox (UT Archi MaeLab)\\ShareForALL\\ExTLA\\★EPW気象データ\\EPW_CHINA","CHN_Nei.Mongol.Otog.Qi.535290_CSWD.epw",null,null,null,null,null,null,"北緯[度]","東経[度]"]
[null,null,null,null,null,null,null,null,null,43.462000000000003,142.22399999999999]
["時刻","外気温度[℃]","外気湿度[%]","水平面全天日射量","法線面直達日射量","水平面天空日射量","夜間放射量","太陽高度","太陽方位角","風向","風速","地中温度5m",null,"内部発熱","冷房1F","暖房1F","冷房湿度1F"]
[null,"℃","％","(W/m2)","(W/m2)","(W/m2)","(W/m2)","°","°",null,null,"℃"]
["2015-01-01T01:00:00",-9.5,54,0,0,0,60.964418288133572,-70.539335886949971,142.00130442397503,314,2.5,8.7657424888722986,null,45,"","","",0]
[{"$f":"A6+1/24","v":"2015-01-01T02:00:00"},-10.1,60,0,0,0,45.479026653370681,-73.809584097851868,-172.97193846082649,250,2.5,8.7636146386471907,null,45,"","","",0]
[{"$f":"A7+1/24","v":"2015-01-01T03:00:00"},-10.6,65,0,0,0,49.420817381738857,-68.305101780555418,-132.84972835757213,247,2,8.7614861671610278,null,45,"","","",0]
[{"$f":"A8+1/24","v":"2015-01-01T04:00:00"},-11.2,69,0,0,0,61.966439889974538,-58.371961057967262,-111.03864163233786,31,2,8.7593570755088344,null,45,"","","",0]
["2015-01-01T05:00:00",-11.7,73,0,0,0,51.933967667761635,-47.100587847959297,-97.734737322656656,177,2,8.7572273647859316,null,45,"","","",0]
["2015-01-01T06:00:00",-12.2,74,0,0,0,63.913122825671451,-35.486291312779997,-87.751525814153936,49,2,8.7550970360879745,null,45,"","","",0]
["2015-01-01T07:00:00",-12.6,75,2.7777777777777777,0,2.7777777777777777,63.304788805789201,-23.935414507482847,-79.025344338083485,314,2,8.7529660905109328,null,985,"",20,"",2.7777777777777777]
["2015-01-01T08:00:00",-12.7,73,38.888888888888886,30.555555555555554,36.111111111111107,53.903860933584042,-12.712421452124467,-70.546616319245743,30,2,8.7508345291510867,null,385,"",20,"",38.888888888888886]
["2015-01-01T09:00:00",-12.5,70,105.55555555555556,77.777777777777771,86.111111111111114,61.706178576408206,-2.0753093857198603,-61.667099347336205,247,2,8.7487023531050436,null,385,"",20,"",105.55555555555556]
["2015-01-01T10:00:00",-11.5,65,169.44444444444443,122.22222222222221,127.77777777777777,44.745558780087663,7.6602457857056203,-51.862420944344429,175,2,8.7465695634697269,null,145,"",20,"",169.44444444444443]
["2015-01-01T11:00:00",-9.9,58,202.77777777777777,141.66666666666666,147.22222222222223,70.305603491690249,16.076780085411652,-40.674551626632841,128,2,8.744436161342362,null,145,"",20,"",202.77777777777777]
["2015-01-01T12:00:00",-7.7,51,208.33333333333331,150,150,55.523062079482258,22.636234693831959,-27.792585121026168,334,2,8.742302147820503,null,145,"",20,"",208.33333333333331]
["2015-01-01T13:00:00",-5.2,44,300,655.55555555555554,75,61.279330863034545,26.731058191681843,-13.276518744878603,164,2,8.7401675240020165,null,445,"",20,"",300]
["2015-01-01T14:00:00",-2.8,37,255.55555555555554,819.44444444444446,41.666666666666664,64.892524237394184,27.857432628112953,2.2114962680829509,158,2,8.7380322909850765,null,145,"",20,"",255.55555555555554]
["2015-01-01T15:00:00",-0.4,32,119.44444444444444,647.22222222222217,30.555555555555554,64.79216524644022,25.855197876800766,17.527411517972688,315,7,8.7358964498681768,null,145,"",20,"",119.44444444444444]
["2015-01-01T16:00:00",1,29,8.3333333333333339,5.5555555555555554,8.3333333333333339,64.28460181068391,21.00216142331179,31.61940679480648,163,7,8.7337600017501256,null,145,"",20,"",8.3333333333333339]
["2015-01-01T17:00:00",0.6,28,0,0,0,70.419437111083994,13.856007513458389,44.006220079160165,118,7,8.7316229477300329,null,445,"",20,"",0]
["2015-01-01T18:00:00",-0.3,28,0,0,0,52.252608551651178,5.0164016027860283,54.761357009545314,100,7,8.7294852889073269,null,1105,"",20,"",0]
["2015-01-01T19:00:00",-1.5,29,0,0,0,79.760614339077165,-5.0117841844242861,64.254363508917891,195,7,8.7273470263817572,null,1105,"",20,"",0]
["2015-01-01T20:00:00",-2.8,30,0,0,0,78.892524237394184,-15.843431401463201,72.963982911250582,95,7,8.7252081612533647,null,505,"",20,"",0]
["2015-01-01T21:00:00",-3.9,32,0,0,0,62.992893210252703,-27.184298929863168,81.437861648628541,315,5,8.723068694622512,null,505,"",20,"",0]
["2015-01-01T22:00:00",-4.5999999999999996,34,0,0,0,72.906052404492016,-38.782504497865247,90.391150135461487,323,5,8.7209286275898723,null,445,"",20,"",0]
["2015-01-01T23:00:00",-5.0999999999999996,36,0,0,0,68.715894387989977,-50.353215539385005,101.027234663258,303,5,8.7187879612564192,null,445,"","","",0]
["2015-01-02",-5.4,37,0,0,0,54.407668973096463,-61.395615094150216,115.98688415835514,175,5,8.7166466967234388,null,45,"","","",0]
["2015-01-02T01:00:00",-5.7,40,0,0,0,71.103833571788527,-70.410239190550342,141.85772490848299,124,5,8.7145048350925336,null,45,"","","",0]
["2015-01-02T02:00:00",-6.2,43,0,0,0,47.940503456005331,-73.735482250135121,-173.38737292119654,24,5,8.7123623774655989,null,45,"","","",0]
["2015-01-02T03:00:00",-6.9,46,0,0,0,55.93219562670896,-68.304465790424175,-133.2222931422362,360,1,8.7102193249448447,null,45,"","","",0]
["2015-01-02T04:00:00",-8,50,0,0,0,72.252557620135349,-58.404157498108596,-111.29411716414708,222,1,8.7080756786327882,null,45,"","","",0]
["2015-01-02T05:00:00",-9.3000000000000007,55,0,0,0,58.796661982301771,-47.143883483433399,-97.926885836932854,16,1,8.7059314396322414,null,45,"","","",0]
["2015-01-02T06:00:00",-10.6,59,0,0,0,61.420817381738857,-35.531324925096548,-87.911418012177549,74,1,8.7037866090463378,null,45,"","","",0]
["2015-01-02T07:00:00",-11.5,62,5.5555555555555554,2.7777777777777777,5.5555555555555554,69.745558780087663,-23.976976247824798,-79.169028112067878,21,1,8.7016411879785061,null,985,"",20,"",5.5555555555555554]
["2015-01-02T08:00:00",-11.9,64,61.111111111111107,122.22222222222221,44.444444444444443,60.124236935302747,-12.746600029845832,-70.683396912147003,184,1,8.6994951775324729,null,385,"",20,"",61.111111111111107]
["2015-01-02T09:00:00",-11.2,64,222.22222222222223,669.44444444444446,52.777777777777779,60.966439889974538,-2.0983708007593309,-61.802971976455872,225,2,8.6973485788122797,null,385,"",20,"",222.22222222222223]
["2015-01-02T10:00:00",-9.8000000000000007,62,305.55555555555554,691.66666666666663,69.444444444444443,49.719599013326388,7.6523698758920853,-52.001159387660124,170,2,8.6952013929222645,null,145,"",20,"",305.55555555555554]
["2015-01-02T11:00:00",-8,57,347.22222222222223,691.66666666666663,77.777777777777771,54.252557620135349,16.088586298582218,-40.817360781416582,246,2,8.693053620967067,null,145,"",20,"",347.22222222222223]
["2015-01-02T12:00:00",-6.1,51,191.66666666666669,116.66666666666666,147.22222222222223,68.372198287984077,22.672100244394649,-27.936677480829179,267,2,8.6909052640516311,null,145,"",20,"",191.66666666666669]
["2015-01-02T13:00:00",-4.2,46,186.11111111111111,155.55555555555554,133.33333333333334,47.667009200044618,26.793747948846871,-13.413863348427528,129,2,8.6887563232812024,null,445,"",20,"",186.11111111111111]
["2015-01-02T14:00:00",-2.6,41,141.66666666666666,166.66666666666666,97.222222222222214,56.789816788777671,27.946160749303125,2.0923023150773776,132,2,8.6866067997613197,null,145,"",20,"",141.66666666666666]
["2015-01-02T15:00:00",-1.4,38,83.333333333333329,233.33333333333331,50,61.215510194721446,25.965135063145151,17.435179287339302,292,6,8.6844566945978254,null,145,"",20,"",83.333333333333329]
["2015-01-02T16:00:00",-0.9,37,11.111111111111111,11.111111111111111,11.111111111111111,72.497533805721503,21.126465350548575,31.555853554832328,193,6,8.6823060088968713,null,145,"",20,"",11.111111111111111]
["2015-01-02T17:00:00",-1.5,38,0,0,0,72.760614339077165,13.988480533760193,43.967401878151385,166,6,8.6801547437648914,null,445,"",20,"",0]
["2015-01-02T18:00:00",-3.1,40,0,0,0,75.550314229104629,5.1527180026262034,54.741618217347977,157,6,8.678002900308627,null,1105,"",20,"",0]
["2015-01-02T19:00:00",-5,42,0,0,0,60.152946785817164,-4.8741694838728922,64.24878267112733,198,6,8.6758504796351179,null,1105,"",20,"",0]
["2015-01-02T20:00:00",-6.6,45,0,0,0,74.218569183970374,-15.705787577097604,72.968955359611627,146,6,8.6736974828516917,null,505,"",20,"",0]
["2015-01-02T21:00:00",-7.4,47,0,0,0,60.797881455033973,-27.047045594883006,81.45068327931007,360,3,8.6715439110659851,null,505,"",20,"",0]
["2015-01-02T22:00:00",-7.1,48,0,0,0,69.077025505359245,-38.645467218321627,90.408792656143078,59,3,8.6693897653859242,null,445,"",20,"",0]
["2015-01-02T23:00:00",-6.8,48,0,0,0,73.360504000049957,-50.215843632686301,101.04270209354935,133,3,8.6672350469197248,null,445,"","","",0]
["2015-01-03",-7.6,47,0,0,0,61.947521954520994,-61.258013473373431,115.97464001158123,354,3,8.6650797567759081,null,45,"","","",0]
["2015-01-03T01:00:00",-9,46,0,0,0,64.048580968219369,-70.27522892336998,141.73058191693607,86,3,8.6629238960632868,null,45,"","","",0]
["2015-01-03T02:00:00",-10.4,45,0,0,0,64.242691537877704,-73.652976397088764,-173.79735658599827,356,3,8.6607674658909541,null,45,"","","",0]
["2015-01-03T03:00:00",-11,44,0,0,0,56.782694413834463,-68.296310895935548,-133.60469130341818,360,6,8.658610467368316,null,45,"","","",0]
["2015-01-03T04:00:00",-11.6,43,0,0,0,72.339530498533634,-58.430237016389718,-111.55990471048955,280,6,8.6564529016050642,null,45,"","","",0]
["2015-01-03T05:00:00",-13,43,0,0,0,63.703845163245603,-47.181712431885998,-98.127611838116621,66,6,8.6542947697111714,null,45,"","","",0]
["2015-01-03T06:00:00",-14.8,42,0,0,0,60.590447556833681,-35.571084951838174,-88.078487470122923,68,6,8.6521360727969121,null,45,"","","",0]
["2015-01-03T07:00:00",-16.600000000000001,42,2.7777777777777777,0,2.7777777777777777,70.624189614621883,-24.013197544950767,-79.31889182929676,304,6,8.6499768119728522,null,985,"",20,"",2.7777777777777777]
["2015-01-03T08:00:00",-18,42,44.444444444444443,47.222222222222221,38.888888888888886,56.306406744080874,-12.775203876924746,-70.825613789761221,44,6,8.6478169883498417,null,385,"",20,"",44.444444444444443]
["2015-01-03T09:00:00",-18.600000000000001,40,97.222222222222229,58.333333333333329,83.333333333333329,60.05398964196425,-2.1155037637141691,-61.943649748463351,45,3,8.6456566030390256,null,385,"",20,"",97.222222222222229]
["2015-01-03T10:00:00",-18.8,40,288.88888888888886,602.77777777777771,83.333333333333329,49.306714598321463,7.6508588753729505,-52.144046418801153,92,3,8.6434956571518349,null,145,"",20,"",288.88888888888886]
["2015-01-03T11:00:00",-18.3,37,375,788.88888888888891,66.666666666666671,50.178209598701329,16.107226620674886,-40.963481014283275,76,3,8.6413341517999882,null,145,"",20,"",375]
["2015-01-03T12:00:00",-17.2,35,269.44444444444446,316.66666666666669,144.44444444444443,61.334447784870719,22.715215137593571,-28.082898230804869,305,3,8.6391720880954921,null,145,"",20,"",269.44444444444446]
["2015-01-03T13:00:00",-15.7,33,175,125,130.55555555555554,61.089054160697032,26.863915765768329,-13.551720806814503,25,3,8.6370094671506479,null,445,"",20,"",175]
["2015-01-03T14:00:00",-14.2,32,100,58.333333333333329,83.333333333333329,62.945129931888147,28.04227313162076,1.9745026220228163,270,3,8.6348462900780305,null,145,"",20,"",100]
["2015-01-03T15:00:00",-13.2,30,38.888888888888886,22.222222222222221,36.111111111111107,66.906137646429272,26.081999728553701,17.346155500544288,337,4,8.6326825579905098,null,145,"",20,"",38.888888888888886]
["2015-01-03T16:00:00",-12.9,29,5.5555555555555554,2.7777777777777777,5.5555555555555554,75.103389466596468,21.256981381678305,31.49688796264984,76,4,8.6305182720012432,null,145,"",20,"",5.5555555555555554]
["2015-01-03T17:00:00",-13.2,28,0,0,0,65.906137646429272,14.126361647664543,43.934064316955435,143,4,8.6283534332236602,null,445,"",20,"",0]
["2015-01-03T18:00:00",-13.9,28,0,0,0,72.128625645815248,5.2936833474227107,54.727930676648825,169,4,8.6261880427714903,null,1105,"",20,"",0]
[{"$f":"A71+1/24","v":"2015-01-03T19:00:00"},-14.8,28,0,0,0,60.590447556833681,-4.7325496476216458,64.249705930644978,37,4,8.624022101758742,null,1105,"",20,"",0]
["2015-01-03T20:00:00",-15.7,27,0,0,0,69.089054160697032,-15.564635819784447,72.980940325732149,296,4,8.6218556112996971,null,505,"",20,"",0]
["2015-01-03T21:00:00",-16.399999999999999,27,0,0,0,53.391015769940225,-26.906612281165906,81.471236593168541,247,1,8.6196885725089345,null,505,"",20,"",0]
["2015-01-03T22:00:00",-16.7,27,0,0,0,65.241448449083407,-38.505366675494216,90.435281940946439,227,1,8.6175209865013063,null,445,"",20,"",0]
["2015-01-03T23:00:00",-16.8,27,0,0,0,73.859154759519527,-50.075212608407924,101.06881066721758,138,1,8.6153528543919453,null,445,"","","",0]
["2015-01-04",-16.8,27,0,0,0,64.859154759519527,-61.116391951426948,115.97590037733548,61,1,8.6131841772962741,null,45,"","","",0]
["2015-01-04T01:00:00",-16.8,27,0,0,0,67.859154759519527,-70.134426717145971,141.61984930717193,267,1,8.6110149563299903,null,45,"","","",0]
["2015-01-04T02:00:00",-16.899999999999999,28,0,0,0,59.477308197021472,-73.562121696868147,-174.20101009202406,68,1,8.608845192609067,null,45,"","","",0]
["2015-01-04T03:00:00",-17.399999999999999,29,0,0,0,67.574770088221356,-68.28054222772721,-133.9962605715761,315,4,8.6066748872497598,null,45,"","","",0]
["2015-01-04T04:00:00",-18.3,31,0,0,0,69.178209598701329,-58.450084341915115,-111.83570833565572,65,4,8.6045040413686085,null,45,"","","",0]
["2015-01-04T05:00:00",-19.399999999999999,32,0,0,0,58.07544265795886,-47.213969548476101,-98.336738594824496,56,4,8.6023326560824227,null,45,"","","",0]
["2015-01-04T06:00:00",-20.5,34,0,0,0,65.025686368176622,-35.605479604561417,-88.252601409829126,357,4,8.6001607325082929,null,45,"","","",0]
["2015-01-04T07:00:00",-21.3,35,2.7777777777777777,0,2.7777777777777777,65.113443073543181,-24.044000338765006,-79.474821794121723,224,4,8.597988271763592,null,985,"",20,"",2.7777777777777777]
["2015-01-04T08:00:00",-21.6,36,33.333333333333336,19.444444444444443,30.555555555555554,70.028482127235179,-12.798169243337222,-70.973162161815779,185,4,8.5958152749659575,null,385,"",20,"",33.333333333333336]
["2015-01-04T09:00:00",-20.7,36,75,27.777777777777779,66.666666666666671,60.295026536438797,-2.1266598773260919,-62.089032105344629,225,2,8.5936417432333059,null,385,"",20,"",75]
["2015-01-04T10:00:00",-19.100000000000001,35,127.77777777777777,52.777777777777779,108.33333333333333,59.189102499019185,7.6557445330470317,-52.290983846957651,248,2,8.5914676776838448,null,145,"",20,"",127.77777777777777]
["2015-01-04T11:00:00",-17.100000000000001,33,163.88888888888889,72.222222222222214,136.11111111111111,69.714955058265815,16.132715004418646,-41.11281637661601,199,2,8.5892930794360325,null,145,"",20,"",163.88888888888889]
["2015-01-04T12:00:00",-15,30,144.44444444444443,47.222222222222221,125,61.809190233092693,22.765574953918289,-28.23115400087357,47,2,8.5871179496086167,null,145,"",20,"",144.44444444444443]
["2015-01-04T13:00:00",-12.8,27,100,22.222222222222221,91.666666666666671,69.503394605303754,26.941538796025903,-13.689999307298663,96,2,8.5849422893206171,null,445,"",20,"",100]
["2015-01-04T14:00:00",-10.5,24,72.222222222222214,22.222222222222221,66.666666666666671,73.831519772756167,28.145728284576666,1.8581893089537136,57,2,8.5827660996913142,null,145,"",20,"",72.222222222222214]
["2015-01-04T15:00:00",-8.3000000000000007,21,50,44.444444444444443,44.444444444444443,55.986358329446773,26.205731538153994,17.260430637413616,270,4,8.5805893818402801,null,145,"",20,"",50]
["2015-01-04T16:00:00",-6.9,19,8.3333333333333339,5.5555555555555554,8.3333333333333339,72.93219562670896,21.393631863844796,31.442591863586948,3,4,8.5784121368873478,null,145,"",20,"",8.3333333333333339]
["2015-01-04T17:00:00",-7.2,17,0,0,0,75.650163032997227,14.269559730967609,43.906273926872849,263,4,8.576234365952617,null,445,"",20,"",0]
["2015-01-04T18:00:00",-8.1,16,0,0,0,78.830013318875388,5.4391978218045818,54.720342738058591,221,4,8.5740560701564661,null,1105,"",20,"",0]
["2015-01-04T19:00:00",-9.3000000000000007,16,0,0,0,74.796661982301771,-4.5870288950863012,64.257163347026946,358,4,8.5718772506195435,null,1105,"",20,"",0]
["2015-01-04T20:00:00",-10.5,17,0,0,0,57.831519772756167,-15.420081493431892,72.999949926251219,92,4,8.5696979084627571,null,505,"",20,"",0]
["2015-01-04T21:00:00",-11.6,18,0,0,0,79.339530498533634,-26.763103263918751,81.499514699155952,247,2,8.5675180448072989,null,505,"",20,"",0]
["2015-01-04T22:00:00",-12.3,20,0,0,0,56.51034523152066,-38.362304857761373,90.470587746979845,168,2,8.5653376607746203,null,445,"",20,"",0]
["2015-01-04T23:00:00",-12.7,22,0,0,0,73.903860933584042,-49.931422684905776,101.10549645609443,76,2,8.5631567574864373,null,445,"","","",0]
["2015-01-05",-12.9,25,0,0,0,58.103389466596468,-60.970854325994182,115.99055457727894,14,2,8.5609753360647378,null,45,"","","",0]
["2015-01-05T01:00:00",-13,28,0,0,0,65.703845163245603,-69.98795235283265,141.52546267058989,169,2,8.5587933976317796,null,45,"","","",0]
["2015-01-05T02:00:00",-13.1,31,0,0,0,68.304761341171172,-73.462981367655729,-174.59750032613877,104,2,8.5566109433100799,null,45,"","","",0]
["2015-01-05T03:00:00",-13.2,34,0,0,0,58.906137646429272,-68.2570715690414,-134.39631576799215,292,2,8.5544279742224223,null,45,"","","",0]
["2015-01-05T04:00:00",-13.5,37,0,0,0,60.713023788797727,-58.463587468454243,-112.12121495342194,110,2,8.5522444914918605,null,45,"","","",0]
["2015-01-05T05:00:00",-13.8,39,0,0,0,66.524038348234171,-47.240552330057085,-98.554079449776765,164,2,8.5500604962417039,null,45,"","","",0]
["2015-01-05T06:00:00",-14.2,40,0,0,0,53.945129931888147,-35.634419854212474,-88.433620846023913,311,2,8.5478759895955321,null,45,"","","",0]
["2015-01-05T07:00:00",-14.5,41,2.7777777777777777,0,2.7777777777777777,60.76574040513637,-24.069309611598037,-79.63670022045936,110,2,8.5456909726771908,null,985,"",20,"",2.7777777777777777]
["2015-01-05T08:00:00",-14.6,40,38.888888888888886,30.555555555555554,36.111111111111107,64.373521405123569,-12.815435712442225,-71.125934563306828,185,2,8.5435054466107783,null,385,"",20,"",38.888888888888886]
["2015-01-05T09:00:00",-13.1,39,94.444444444444443,52.777777777777779,80.555555555555557,64.304761341171172,-2.1317943133767319,-62.239016917065925,247,2,8.5413194125206608,null,385,"",20,"",94.444444444444443]
["2015-01-05T10:00:00",-10.9,36,138.88888888888889,66.666666666666671,116.66666666666666,70.191522880533967,7.667054892190821,-52.441872864292591,248,2,8.5391328715314696,null,145,"",20,"",138.88888888888889]
["2015-01-05T11:00:00",-8.6999999999999993,33,161.11111111111111,66.666666666666671,136.11111111111111,69.304772710580551,16.16506169549119,-41.265271135522063,286,2,8.5369458247680825,null,145,"",20,"",161.11111111111111]
["2015-01-05T12:00:00",-6.8,29,141.66666666666666,44.444444444444443,125,57.360504000049957,22.823171710003244,-28.381352247943848,141,2,8.5347582733556564,null,145,"",20,"",141.66666666666666]
["2015-01-05T13:00:00",-5.0999999999999996,25,111.11111111111111,30.555555555555554,100,64.715894387989977,27.026590866489919,-13.828608113886107,340,2,8.5325702184195986,null,445,"",20,"",111.11111111111111]
["2015-01-05T14:00:00",-3.8,22,155.55555555555554,202.77777777777777,100,81.435840578234718,28.256481626748027,1.743453452329119,133,2,8.5303816610855687,null,145,"",20,"",155.55555555555554]
["2015-01-05T15:00:00",-3,19,44.444444444444443,30.555555555555554,38.888888888888886,78.997220879750103,26.336267278535708,17.178094040408155,315,8,8.5281926024794963,null,145,"",20,"",44.444444444444443]
["2015-01-05T16:00:00",-2.7,18,5.5555555555555554,2.7777777777777777,5.5555555555555554,79.340921679905534,21.53633656004811,31.393045468888271,257,8,8.5260030437275649,null,145,"",20,"",5.5555555555555554]
["2015-01-05T17:00:00",-3.1,17,0,0,0,57.550314229104629,14.417981542970439,43.884094864762744,4,8,8.5238129859562122,null,445,"",20,"",0]
["2015-01-05T18:00:00",-4.2,18,0,0,0,68.667009200044618,5.5891601190509634,54.718899646181555,287,8,8.5216224302921368,null,1105,"",20,"",0]
["2015-01-05T19:00:00",-5.6,19,0,0,0,77.537958200080652,-4.4377122209761968,64.271181231945647,275,8,8.5194313778622917,null,1105,"",20,"",0]
["2015-01-05T20:00:00",-7.3,21,0,0,0,63.223781803500913,-15.272229983053316,73.025991911638997,296,8,8.5172398297938834,null,505,"",20,"",0]
["2015-01-05T21:00:00",-8.9,24,0,0,0,68.466836318971502,-26.616622068632818,81.535505589971748,337,3,8.5150477872143746,null,505,"",20,"",0]
["2015-01-05T22:00:00",-10.3,27,0,0,0,70.654333034585761,-38.21638221407192,90.514673539471801,134,3,8.5128552512514908,null,445,"",20,"",0]
["2015-01-05T23:00:00",-11.5,30,0,0,0,51.745558780087663,-49.784571732893646,101.15268688799114,222,3,8.5106622230331936,null,445,"","","",0]
["2015-01-06",-12.4,33,0,0,0,68.108030600065206,-60.821501376179,116.01847699633727,237,3,8.5084687036877149,null,45,"","","",0]
["2015-01-06T01:00:00",-13.3,36,0,0,0,54.507973725211514,-69.83592352738691,141.44732152298263,235,3,8.5062746943435332,null,45,"","","",0]
["2015-01-06T02:00:00",-14,39,0,0,0,59.733670244074659,-73.355626283635587,-174.9860441246804,341,3,8.5040801961293724,null,45,"","","",0]
["2015-01-06T03:00:00",-14.7,42,0,0,0,53.981757239611738,-68.225817794080257,-134.80415174191589,0,0,8.5018852101742137,null,45,"","","",0]
["2015-01-06T04:00:00",-15.4,44,0,0,0,58.25211391578398,-58.470638020397082,-112.41609494544188,47,0,8.4996897376072962,null,45,"","","",0]
["2015-01-06T05:00:00",-16,47,0,0,0,60.930053159379725,-47.261361170163291,-98.779438075021531,209,0,8.4974937795580949,null,45,"","","",0]
["2015-01-06T06:00:00",-16.5,49,0,0,0,55.007378605180435,-35.657819618374702,-88.621400769345058,304,0,8.4952973371563516,null,45,"","","",0]
["2015-01-06T07:00:00",-16.8,50,2.7777777777777777,0,2.7777777777777777,59.859154759519527,-24.089053528452204,-79.804405391926892,83,0,8.4931004115320405,null,985,"",20,"",2.7777777777777777]
["2015-01-06T08:00:00",-16.899999999999999,50,86.111111111111114,327.77777777777777,44.444444444444443,57.477308197021472,-12.82694630367901,-71.283821002534935,213,0,8.4909030038153865,null,385,"",20,"",86.111111111111114]
["2015-01-06T09:00:00",-16.2,49,222.22222222222223,655.55555555555554,55.555555555555557,57.15963601946882,-2.1308658827489158,-62.393500619467673,0,0,8.4887051151368809,null,385,"",20,"",222.22222222222223]
["2015-01-06T10:00:00",-14.6,47,322.22222222222223,747.22222222222217,63.888888888888886,67.373521405123569,7.6848142496099978,-52.596614172823891,319,0,8.4865067466272439,null,145,"",20,"",322.22222222222223]
[{"$f":"A135+1/24","v":"2015-01-06T11:00:00"},-12.3,44,397.22222222222223,855.55555555555554,61.111111111111107,72.51034523152066,16.204273217557237,-41.420749888352134,18,0,8.4843078994174412,null,145,"",20,"",397.22222222222223]
["2015-01-06T12:00:00",-9.8000000000000007,40,363.88888888888886,722.22222222222217,77.777777777777771,57.719599013326388,22.887993866132032,-28.533401357524607,79,0,8.4821085746387013,null,145,"",20,"",363.88888888888886]
["2015-01-06T13:00:00",-7.3,36,361.11111111111109,866.66666666666663,52.777777777777779,68.223781803500913,27.119042504245648,-13.9674576553513,108,0,8.4799087734224834,null,445,"",20,"",361.11111111111109]
["2015-01-06T14:00:00",-5.0999999999999996,32,280.55555555555554,891.66666666666663,38.888888888888886,77.715894387989977,28.374485529519387,1.6303850110139897,340,0,8.4777084969004921,null,145,"",20,"",280.55555555555554]
["2015-01-06T15:00:00",-3.4,28,122.22222222222221,575,36.111111111111107,61.212569979658952,26.473540917073198,17.099233849082353,157,3,8.4755077462046948,null,145,"",20,"",122.22222222222221]
["2015-01-06T16:00:00",-2.7,24,11.111111111111111,11.111111111111111,11.111111111111111,81.340921679905534,21.685012725436042,31.348327292714117,150,3,8.473306522467281,null,145,"",20,"",11.111111111111111]
["2015-01-06T17:00:00",-2.8,22,0,0,0,70.892524237394184,14.571531820663321,43.867588857958452,324,3,8.4711048268206852,null,445,"",20,"",0]
["2015-01-06T18:00:00",-3.2,20,0,0,0,79.103903773795764,5.7434675502407497,54.723643505094628,65,3,8.4689026603976032,null,1105,"",20,"",0]
["2015-01-06T19:00:00",-3.8,19,0,0,0,67.435840578234718,-4.2847052772621961,64.291782147210256,59,3,8.4667000243309598,null,1105,"",20,"",0]
["2015-01-06T20:00:00",-4.3,19,0,0,0,75.226032673916961,-15.121186574960239,73.059069707772068,234,3,8.4644969197539144,null,505,"",20,"",0]
["2015-01-06T21:00:00",-4.8,21,0,0,0,81.028519659544145,-26.467271356468125,81.579192242993471,225,2,8.4622933477998874,null,505,"",20,"",0]
["2015-01-06T22:00:00",-5.2,24,0,0,0,62.279330863034545,-38.067697551147006,90.567496685701826,32,2,8.4600893096025214,null,445,"",20,"",0]
["2015-01-06T23:00:00",-5.4,29,0,0,0,71.407668973096463,-49.6347551898116,101.2103011247055,315,2,8.4578848062956986,null,445,"","","",0]
["2015-01-07",-5.7,35,0,0,0,65.103833571788527,-60.668430784054173,116.05952795599761,40,2,8.4556798390135626,null,45,"","","",0]
["2015-01-07T01:00:00",-6.1,42,0,0,0,60.372198287984077,-69.678455653231225,141.38529155098215,127,2,8.4534744088904752,null,45,"","","",0]
["2015-01-07T02:00:00",-6.8,50,0,0,0,46.360504000049957,-73.240134537993072,-175.36591134448307,111,2,8.4512685170610329,null,45,"","","",0]
["2015-01-07T03:00:00",-7.7,59,0,0,0,63.523062079482258,-68.186707273833363,-135.21904649554708,202,2,8.4490621646600914,null,45,"","","",0]
["2015-01-07T04:00:00",-9,68,0,0,0,60.048580968219369,-58.471131614259562,-112.72000287563611,156,2,8.4468553528227233,null,45,"","","",0]
["2015-01-07T05:00:00",-10.4,77,0,0,0,43.242691537877704,-47.276299611706975,-99.012608766806451,185,2,8.4446480826842389,null,45,"","","",0]
["2015-01-07T06:00:00",-11.7,85,0,0,0,56.933967667761635,-35.675595945373608,-88.815790349138624,36,2,8.4424403553802048,null,45,"","","",0]
["2015-01-07T07:00:00",-12.7,90,2.7777777777777777,0,2.7777777777777777,46.903860933584042,-24.103163573275353,-79.977811832912963,151,2,8.440232172046402,null,985,"",20,"",2.7777777777777777]
["2015-01-07T08:00:00",-13.1,91,27.777777777777779,11.111111111111111,25,55.304761341171172,-12.832647570803468,-71.446709115225104,21,2,8.4380235338188427,null,385,"",20,"",27.777777777777779]
["2015-01-07T09:00:00",-12.3,89,66.666666666666671,19.444444444444443,61.111111111111107,62.51034523152066,-2.1238371008812842,-62.552378355200645,225,2,8.4358144418337986,null,385,"",20,"",66.666666666666671]
["2015-01-07T10:00:00",-11,82,100,25,91.666666666666671,66.782694413834463,7.7090431192488378,-52.755108112361839,308,2,8.4336048972277453,null,145,"",20,"",100]
["2015-01-07T11:00:00",-9.4,71,158.33333333333337,61.111111111111107,133.33333333333334,56.380303478271458,16.250352361411917,-41.579157677059385,68,2,8.4313949011374092,null,145,"",20,"",158.33333333333337]
["2015-01-07T12:00:00",-7.8,58,166.66666666666666,69.444444444444443,138.88888888888889,57.099081639486428,22.960026337416764,-28.687210744467773,147,2,8.4291844546997527,null,145,"",20,"",166.66666666666666]
["2015-01-07T13:00:00",-6.1,45,133.33333333333334,52.777777777777779,113.88888888888889,61.372198287984077,27.218860966762119,-14.106459611725553,276,2,8.4269735590519534,null,445,"",20,"",133.33333333333334]
["2015-01-07T14:00:00",-4.3,33,113.8888888888889,75,94.444444444444443,55.226032673916961,28.499689363581069,1.5190727546145,157,2,8.424762215331425,null,145,"",20,"",113.8888888888889]
["2015-01-07T15:00:00",-2.5,25,66.666666666666671,91.666666666666671,52.777777777777779,58.239209932107656,26.617483663444137,17.023936937393394,315,5,8.4225504246758227,null,145,"",20,"",66.666666666666671]
["2015-01-07T16:00:00",-1.3,21,11.111111111111111,11.111111111111111,11.111111111111111,82.670908512594224,21.839575185233876,31.30851409213847,60,5,8.4203381882230204,null,145,"",20,"",11.111111111111111]
["2015-01-07T17:00:00",-1.7,21,0,0,0,69.852328535693118,14.730113373884871,43.856815152581945,131,5,8.4181255071111263,null,445,"",20,"",0]
["2015-01-07T18:00:00",-2.7,23,0,0,0,77.340921679905534,5.902016153416187,54.734613247905799,248,5,8.4159123824784796,null,1105,"",20,"",0]
["2015-01-07T19:00:00",-4.0999999999999996,28,0,0,0,64.108477887416825,-4.1281142564310773,64.318984907429225,312,5,8.4136988154636363,null,1105,"",20,"",0]
["2015-01-07T20:00:00",-5.7,32,0,0,0,66.103833571788527,-14.967056339826868,73.099182462267876,306,5,8.4114848072053885,null,505,"",20,"",0]
["2015-01-07T21:00:00",-7.3,37,0,0,0,50.223781803500913,-26.315152814367259,81.630552725364396,270,3,8.4092703588427646,null,505,"",20,"",0]
["2015-01-07T22:00:00",-8.6,41,0,0,0,70.724454470892567,-37.91634793769822,90.629008651228702,100,3,8.4070554715149992,null,445,"",20,"",0]
["2015-01-07T23:00:00",-9.8000000000000007,43,0,0,0,62.719599013326388,-49.48206598451668,101.27825043776289,16,3,8.4048401463615665,null,445,"","","",0]
["2015-01-08",-10.8,46,0,0,0,63.600819292769756,-60.511737073028648,116.11355457595707,181,3,8.4026243845221664,null,45,"","","",0]
["2015-01-08T01:00:00",-11.6,48,0,0,0,71.339530498533634,-69.51566168940829,141.33920688894096,261,3,8.4004081871367084,null,45,"","","",0]
["2015-01-08T02:00:00",-12.4,51,0,0,0,47.108030600065206,-73.116590979671017,-175.7364272963662,43,3,8.3981915553453472,null,45,"","","",0]
["2015-01-08T03:00:00",-13.2,54,0,0,0,46.906137646429272,-68.139674245454856,-135.64026446673458,0,0,8.3959744902884506,null,45,"","","",0]
["2015-01-08T04:00:00",-14,58,0,0,0,62.733670244074659,-58.464968213566728,-113.03257829903107,151,0,8.3937569931066029,null,45,"","","",0]
["2015-01-08T05:00:00",-14.7,64,0,0,0,59.981757239611738,-47.285274596304816,-99.253376779934655,69,0,8.3915390649406234,null,45,"","","",0]
["2015-01-08T06:00:00",-15.3,69,0,0,0,59.640704081640479,-35.687669194595323,-89.016633155748153,26,0,8.3893207069315459,null,45,"","","",0]
["2015-01-08T07:00:00",-15.7,72,2.7777777777777777,0,2.7777777777777777,63.089054160697032,-24.111574680849284,-80.156790490222562,95,0,8.387101920220621,null,985,"",20,"",2.7777777777777777]
["2015-01-08T08:00:00",-15.9,73,111.11111111111111,619.44444444444446,30.555555555555554,52.315936437627727,-12.832489695402463,-71.614484324361229,350,0,8.384882705949332,null,385,"",20,"",111.11111111111111]
["2015-01-08T09:00:00",-15.7,72,150,208.33333333333331,97.222222222222214,57.089054160697032,-2.1106742484659535,-62.715544117360707,0,0,8.3826630652593774,null,385,"",20,"",150]
["2015-01-08T10:00:00",-14.4,67,183.33333333333334,144.44444444444443,133.33333333333334,64.158414591552713,7.7397582003231156,-52.917254789200769,256,0,8.3804429992926668,null,145,"",20,"",183.33333333333334]
["2015-01-08T11:00:00",-11.9,59,336.11111111111109,588.88888888888891,102.77777777777777,46.124236935302747,16.303298178229824,-41.740400102145003,276,0,8.3782225091913389,null,145,"",20,"",336.11111111111109]
["2015-01-08T12:00:00",-8.6999999999999993,50,330.55555555555554,541.66666666666663,113.88888888888889,47.304772710580551,23.039250508603445,-28.842690952635731,82,0,8.3760015960977441,null,145,"",20,"",330.55555555555554]
["2015-01-08T13:00:00",-5.2,41,316.66666666666674,669.44444444444446,75,71.279330863034545,27.326010275217342,-14.245526999094929,309,0,8.3737802611544545,null,445,"",20,"",316.66666666666674]
["2015-01-08T14:00:00",-1.6,32,144.44444444444443,150,102.77777777777777,60.306220575932116,28.632039548067159,1.409604194276677,332,0,8.3715585055042592,null,145,"",20,"",144.44444444444443]
["2015-01-08T15:00:00",1.6,25,88.888888888888886,208.33333333333331,55.555555555555557,66.097697627252728,26.768024033206402,16.952288853906762,225,2,8.3693363302901638,null,145,"",20,"",88.888888888888886]
["2015-01-08T16:00:00",3.4,21,16.666666666666668,38.888888888888886,13.888888888888889,84.648250079418858,21.999936414164488,31.273680810130035,37,2,8.3671137366553818,null,145,"",20,"",16.666666666666668]
["2015-01-08T17:00:00",2.8,20,0,0,0,68.779440827223709,14.893627181299685,43.85183046519473,10,2,8.3648907257433507,null,445,"",20,"",0]
["2015-01-08T18:00:00",1.2,21,0,0,0,76.220250928322457,6.0647008025955831,54.751844610274532,357,2,8.3626672986977262,null,1105,"",20,"",0]
["2015-01-08T19:00:00",-0.9,23,0,0,0,74.497533805721503,-3.9680457761886254,64.352804587107286,190,2,8.3604434566623667,null,1105,"",20,"",0]
["2015-01-08T20:00:00",-3.2,27,0,0,0,75.103903773795764,-14.809944018761684,73.146325095234459,307,2,8.3582192007813507,null,505,"",20,"",0]
["2015-01-08T21:00:00",-5.2,31,0,0,0,60.279330863034545,-26.16036704997148,81.689560302701949,0,0,8.3559945321989701,null,505,"",20,"",0]
["2015-01-08T22:00:00",-6.7,36,0,0,0,64.789295064964904,-37.76242861561655,90.699155197587871,136,0,8.3537694520597228,null,445,"",20,"",0]
["2015-01-08T23:00:00",-7.7,40,0,0,0,67.523062079482258,-49.326594472024922,101.35643858047517,212,0,8.3515439615083285,null,445,"","","",0]
["2015-01-09",-8.1999999999999993,44,0,0,0,64.407947008849987,-60.35151156227208,116.18039162037944,213,0,8.3493180616897149,null,45,"","","",0]
["2015-01-09T01:00:00",-8.6,48,0,0,0,72.724454470892567,-69.347652003201063,141.30887240355455,53,0,8.3470917537490106,null,45,"","","",0]
["2015-01-09T02:00:00",-8.9,52,0,0,0,57.466836318971502,-72.985086730631863,-176.09697454445757,137,0,8.3448650388315659,null,45,"","","",0]
[{"$f":"A199+1/24","v":"2015-01-09T03:00:00"},-9.1999999999999993,55,0,0,0,64.21349415920389,-68.08466114167787,-136.06705993620224,0,0,8.3426379180829375,null,45,"","","",0]
["2015-01-09T04:00:00",-9.6,57,0,0,0,70.549006053045275,-58.452052474924912,-113.35344666244214,15,0,8.3404103926488844,null,45,"","","",0]
["2015-01-09T05:00:00",-10.199999999999999,58,0,0,0,64.066444620498771,-47.288196709137871,-99.50151870112964,236,0,8.3381824636753841,null,45,"","","",0]
["2015-01-09T06:00:00",-10.7,59,0,0,0,56.010584007480247,-35.693963212375337,-89.22376740188065,23,0,8.3359541323086184,null,45,"","","",0]
["2015-01-09T07:00:00",-11.1,58,2.7777777777777777,0,2.7777777777777777,54.374333535869766,-24.114225363889837,-80.341208924871836,236,0,8.3337253996949698,null,985,"",20,"",2.7777777777777777]
["2015-01-09T08:00:00",-11.2,56,63.888888888888886,127.77777777777777,47.222222222222221,63.966439889974538,-12.826426575437361,-71.787030005332753,187,0,8.3314962669810289,null,385,"",20,"",63.888888888888886]
["2015-01-09T09:00:00",-11,53,136.11111111111111,152.77777777777777,97.222222222222214,60.782694413834463,-2.0913474272526069,-62.882890895462005,22,2,8.3292667353136043,null,385,"",20,"",136.11111111111111]
["2015-01-09T10:00:00",-10.1,49,175,125,130.55555555555554,60.479026653370681,7.7769723500291317,-53.08295420525701,164,2,8.3270368058396933,null,145,"",20,"",175]
["2015-01-09T11:00:00",-8.6999999999999993,44,225,175,155.55555555555554,53.304772710580551,16.363105976909438,-41.904383435936076,166,2,8.324806479706508,null,145,"",20,"",225]
["2015-01-09T12:00:00",-6.8,39,316.66666666666674,466.66666666666663,127.77777777777777,70.360504000049957,23.125644252444825,-28.999753753293071,161,2,8.3225757580614648,null,145,"",20,"",316.66666666666674]
["2015-01-09T13:00:00",-4.5999999999999996,34,211.11111111111111,194.44444444444443,141.66666666666666,76.906052404492016,27.440451250884617,-14.384574252557698,149,2,8.3203446420521718,null,445,"",20,"",211.11111111111111]
["2015-01-09T14:00:00",-2.2000000000000002,30,144.44444444444443,144.44444444444443,102.77777777777777,63.590381251847987,28.771479602210192,1.3020655160464147,151,2,8.3181131328264524,null,145,"",20,"",144.44444444444443]
["2015-01-09T15:00:00",0,27,83.333333333333329,161.11111111111111,58.333333333333329,80.636979182266941,26.925087913293815,16.884373764932338,67,3,8.3158812315323356,null,145,"",20,"",83.333333333333329]
["2015-01-09T16:00:00",1.4,26,16.666666666666668,38.888888888888886,13.888888888888889,74.157948537921072,22.166006617212485,31.243900521487632,11,3,8.3136489393180391,null,145,"",20,"",16.666666666666668]
["2015-01-09T17:00:00",1,26,0,0,0,52.28460181068391,15.061972487041709,43.852688937713559,240,3,8.311416257331981,null,445,"",20,"",0]
["2015-01-09T18:00:00",0.1,27,0,0,0,73.099450869127736,6.2314153164765296,54.77537010776944,257,3,8.3091831867227999,null,1105,"",20,"",0]
["2015-01-09T19:00:00",-1.3,28,0,0,0,79.670908512594224,-3.8046067657637281,64.393252531963441,248,3,8.3069497286393155,null,1105,"",20,"",0]
["2015-01-09T20:00:00",-2.7,30,0,0,0,56.340921679905534,-14.649953912507891,73.200488354094631,185,3,8.3047158842305411,null,505,"",20,"",0]
["2015-01-09T21:00:00",-3.9,32,0,0,0,55.992893210252703,-26.003013491395567,81.756183550912169,22,2,8.3024816546457192,null,505,"",20,"",0]
["2015-01-09T22:00:00",-4.8,33,0,0,0,59.028519659544145,-37.606032918068372,90.777876580687888,192,2,8.3002470410342646,null,445,"",20,"",0]
["2015-01-09T23:00:00",-5.4,34,0,0,0,76.407668973096463,-49.168428378013999,101.44476215505827,164,2,8.2980120445457857,null,445,"","","",0]
["2015-01-10",-5.7,35,0,0,0,64.103833571788527,-60.187842336406369,116.25986232556164,37,2,8.2957766663301111,null,45,"","","",0]
["2015-01-10T01:00:00",-5.9,36,0,0,0,59.237044011565217,-69.174534260792058,141.29406596606003,187,2,8.2935409075372508,null,45,"","","",0]
["2015-01-10T02:00:00",-6.1,37,0,0,0,64.372198287984077,-72.84571869024154,-176.44699408623046,272,2,8.2913047693174065,null,45,"","","",0]
["2015-01-10T03:00:00",-6.3,38,0,0,0,49.509293492743893,-68.021618877231901,-136.49868052365616,337,1,8.2890682528209929,null,45,"","","",0]
["2015-01-10T04:00:00",-6.6,39,0,0,0,71.218569183970374,-58.432294083100558,-113.68222029332027,127,1,8.2868313591985991,null,45,"","","",0]
["2015-01-10T05:00:00",-7,41,0,0,0,67.5043695825604,-47.284980418244032,-99.756802860611003,106,1,8.2845940896010131,null,45,"","","",0]
["2015-01-10T06:00:00",-7.4,43,0,0,0,66.797881455033973,-35.694405502819698,-89.437026202502864,73,1,8.282356445179234,null,45,"","","",0]
["2015-01-10T07:00:00",-7.7,44,5.5555555555555554,2.7777777777777777,5.5555555555555554,56.523062079482258,-24.111057834966033,-80.530931513544402,28,1,8.2801184270844317,null,985,"",20,"",5.5555555555555554]
["2015-01-10T08:00:00",-7.8,44,111.11111111111111,602.77777777777771,30.555555555555554,69.099081639486428,-12.814415908582159,-71.964227655957586,294,1,8.2778800364679732,null,385,"",20,"",111.11111111111111]
["2015-01-10T09:00:00",-7,43,111.11111111111111,83.333333333333329,88.888888888888886,69.5043695825604,-2.0658306108362354,-63.054310823373058,315,1,8.2756412744814316,null,385,"",20,"",111.11111111111111]
["2015-01-10T10:00:00",-5.8,41,213.88888888888889,225,136.11111111111111,48.670195630242517,7.8206945608688834,-53.252106387339431,104,1,8.2734021422765522,null,145,"",20,"",213.88888888888889]
["2015-01-10T11:00:00",-4.7,37,336.11111111111109,569.44444444444446,108.33333333333333,49.467040865513241,16.429767325490623,-42.071014734942935,118,1,8.2711626410052759,null,145,"",20,"",336.11111111111109]
["2015-01-10T12:00:00",-3.6,34,180.55555555555554,86.111111111111114,144.44444444444443,50.323216559644322,23.219181951571944,-29.158312242026952,111,1,8.2689227718197422,null,145,"",20,"",180.55555555555554]
["2015-01-10T13:00:00",-2.5,30,102.77777777777777,22.222222222222221,94.444444444444443,65.239209932107656,27.562141554476913,-14.523517307201228,18,1,8.266682535872274,null,445,"",20,"",102.77777777777777]
["2015-01-10T14:00:00",-1.5,28,94.444444444444443,38.888888888888886,83.333333333333329,70.760614339077165,28.917950199385587,1.1965415168777946,203,1,8.2644419343153803,null,145,"",20,"",94.444444444444443]
["2015-01-10T15:00:00",-0.6,27,58.333333333333329,52.777777777777779,50,61.872796765947385,27.088598629289329,16.820274400611851,337,5,8.2622009683017605,null,145,"",20,"",58.333333333333329]
["2015-01-10T16:00:00",0,28,8.3333333333333339,5.5555555555555554,8.3333333333333339,66.636979182266941,22.337693811586828,31.219244381689517,229,5,8.2599596389843022,null,145,"",20,"",8.3333333333333339]
["2015-01-10T17:00:00",-0.3,30,0,0,0,72.252608551651178,15.235046897874593,43.859442095509102,263,5,8.2577179475160793,null,445,"",20,"",0]
["2015-01-10T18:00:00",-1.2,33,0,0,0,71.126809662561072,6.4020525666772707,54.805219016931659,60,5,8.2554758950503526,null,1105,"",20,"",0]
["2015-01-10T19:00:00",-2.2999999999999998,37,0,0,0,77.139491795206027,-3.6379043539575617,64.440336374255878,51,5,8.2532334827405727,null,1105,"",20,"",0]
["2015-01-10T20:00:00",-3.5,41,0,0,0,63.767645906407211,-14.487189773883506,73.261658872150065,101,5,8.2509907117403625,null,505,"",20,"",0]
["2015-01-10T21:00:00",-4.3,43,0,0,0,65.226032673916961,-25.843190291902804,81.830386470616986,315,3,8.2487475832035368,null,505,"",20,"",0]
["2015-01-10T22:00:00",-4.7,44,0,0,0,70.467040865513241,-37.4472521944178,90.865107749194053,130,3,8.2465040982841078,null,445,"",20,"",0]
["2015-01-10T23:00:00",-4.7,45,0,0,0,56.467040865513241,-49.00765275277805,101.54311097370037,147,3,8.2442602581362454,null,445,"","","",0]
["2015-01-11",-4.5,44,0,0,0,74.34555464185587,-60.020814229650568,116.35177920631814,22,3,8.2420160639143223,null,45,"","","",0]
["2015-01-11T01:00:00",-4.2,44,0,0,0,74.667009200044618,-68.996413345383246,141.29454069437031,51,3,8.2397715167728851,null,45,"","","",0]
["2015-01-11T02:00:00",-4,44,0,0,0,65.550439102089172,-72.698589033124819,-176.78598593835019,222,3,8.2375266178666617,null,45,"","","",0]
["2015-01-11T03:00:00",-4,44,0,0,0,47.550439102089172,-67.950507089764116,-136.93437073536114,292,2,8.2352813683505595,null,45,"","","",0]
["2015-01-11T04:00:00",-4.3,45,0,0,0,74.226032673916961,-58.405608072956667,-114.01849947201302,202,2,8.2330357693796792,null,45,"","","",0]
["2015-01-11T05:00:00",-4.9000000000000004,47,0,0,0,55.590488421346492,-47.275544307144784,-100.01898978075685,222,2,8.2307898221092817,null,45,"","","",0]
["2015-01-11T06:00:00",-5.5,49,0,0,0,61.972569879133403,-35.688927392931284,-89.656237852591232,234,2,8.2285435276948213,null,45,"","","",0]
["2015-01-11T07:00:00",-6,51,2.7777777777777777,0,2.7777777777777777,61.804378352014226,-24.102018122860205,-80.725819659159257,10,2,8.2262968872919267,null,985,"",20,"",2.7777777777777777]
["2015-01-11T08:00:00",-6.2,52,41.666666666666664,33.333333333333336,36.111111111111107,60.940503456005331,-12.796419270136548,-72.14595707091668,56,2,8.2240499020563984,null,385,"",20,"",41.666666666666664]
["2015-01-11T09:00:00",-6,52,77.777777777777771,27.777777777777779,69.444444444444443,51.804378352014226,-2.0341016903207465,-63.229695328826274,247,2,8.2218025731442275,null,385,"",20,"",77.777777777777771]
["2015-01-11T10:00:00",-5.3,50,125,44.444444444444443,108.33333333333333,72.843255846255943,7.8709299426174795,-53.424611516235203,235,2,8.2195549017115752,null,145,"",20,"",125]
["2015-01-11T11:00:00",-4.3,47,161.11111111111111,61.111111111111107,136.11111111111111,70.226032673916961,16.503270056611676,-42.240201951044618,246,2,8.21730688891477,null,145,"",20,"",161.11111111111111]
["2015-01-11T12:00:00",-3,44,202.77777777777777,119.44444444444444,152.77777777777777,63.997220879750103,23.319834523786746,-29.318280934007479,271,2,8.2150585359103303,null,145,"",20,"",202.77777777777777]
["2015-01-11T13:00:00",-1.6,40,388.88888888888891,925,47.222222222222221,48.306220575932116,27.691035728339767,-14.662273676967729,54,2,8.2128098438549415,null,445,"",20,"",388.88888888888891]
["2015-01-11T14:00:00",-0.2,37,133.33333333333334,105.55555555555556,102.77777777777777,58.713558395095276,29.071389223413963,1.0931155433650306,1,2,8.2105608139054667,null,145,"",20,"",133.33333333333334]
["2015-01-11T15:00:00",1,34,77.777777777777771,116.66666666666666,58.333333333333329,64.28460181068391,27.258477014333259,16.760072003966869,180,4,8.2083114472189411,null,145,"",20,"",77.777777777777771]
["2015-01-11T16:00:00",1.7,33,11.111111111111111,11.111111111111111,11.111111111111111,62.56834241109226,22.514903909738486,31.199781578604821,132,4,8.2060617449525761,null,145,"",20,"",11.111111111111111]
["2015-01-11T17:00:00",1.3,33,0,0,0,79.688843484942083,15.412746480724183,43.872138808597875,40,4,8.2038117082637481,null,445,"",20,"",0]
["2015-01-11T18:00:00",0.3,34,0,0,0,78.025918688251465,6.576504585370162,54.841417359907119,121,4,8.2015613383100092,null,1105,"",20,"",0]
[{"$f":"A263+1/24","v":"2015-01-11T19:00:00"},-1,36,0,0,0,62.040121938918958,-3.4680457590725284,64.494060051897804,222,4,8.1993106362490948,null,1105,"",20,"",0]
["2015-01-11T20:00:00",-2.5,38,0,0,0,65.239209932107656,-14.321754703559499,73.3298192305583,231,4,8.1970596032388929,null,505,"",20,"",0]
["2015-01-11T21:00:00",-3.9,40,0,0,0,65.992893210252703,-25.680994239507189,81.912128603725165,315,2,8.1948082404374691,null,505,"",20,"",0]
["2015-01-11T22:00:00",-5,42,0,0,0,60.152946785817164,-37.286175741878871,90.960778542244967,151,2,8.1925565490030667,null,445,"",20,"",0]
["2015-01-11T23:00:00",-5.8,45,0,0,0,52.670195630242517,-48.844349934311921,101.65136841261695,77,2,8.19030453009408,null,445,"","","",0]
["2015-01-12",-6.5,47,0,0,0,69.648326719719876,-59.850508823593913,116.45594483887155,55,2,8.1880521848690861,null,45,"","","",0]
["2015-01-12T01:00:00",-7.1,50,0,0,0,66.077025505359245,-68.813391301079392,141.31002714995756,348,2,8.185799514486833,null,45,"","","",0]
["2015-01-12T02:00:00",-7.8,53,0,0,0,55.099081639486428,-72.54380470646575,-177.11350916216523,11,2,8.183546520106221,null,45,"","","",0]
["2015-01-12T03:00:00",-8.6999999999999993,57,0,0,0,57.304772710580551,-67.871294333345716,-137.37337552475103,0,0,8.1812932028863283,null,45,"","","",0]
["2015-01-12T04:00:00",-9.8000000000000007,61,0,0,0,69.719599013326388,-58.371915136156304,-114.36187358164678,76,0,8.1790395639863984,null,45,"","","",0]
["2015-01-12T05:00:00",-11.1,66,0,0,0,68.374333535869766,-47.259811299721946,-100.28783266039983,193,0,8.1767856045658309,null,45,"","","",0]
["2015-01-12T06:00:00",-12.2,70,0,0,0,67.913122825671451,-35.677464191426829,-89.881226121927781,188,0,8.1745313257842049,null,45,"","","",0]
["2015-01-12T07:00:00",-13,73,2.7777777777777777,0,2.7777777777777777,54.703845163245603,-24.087056183007608,-80.925732009941072,247,0,8.1722767288012577,null,985,"",20,"",2.7777777777777777]
["2015-01-12T08:00:00",-13.3,74,47.222222222222221,47.222222222222221,41.666666666666664,61.507973725211514,-12.772402185311195,-72.332096520106333,256,0,8.1700218147768844,null,385,"",20,"",47.222222222222221]
["2015-01-12T09:00:00",-13.2,73,116.66666666666666,91.666666666666671,91.666666666666671,63.906137646429272,-1.9961425147658807,-63.408935284100899,0,0,8.167766584871142,null,385,"",20,"",116.66666666666666]
["2015-01-12T10:00:00",-11.9,69,330.55555555555554,741.66666666666663,66.666666666666671,55.124236935302747,7.9276797089459246,-53.600370055291066,63,0,8.1655110402442652,null,145,"",20,"",330.55555555555554]
["2015-01-12T11:00:00",-9.6,64,236.11111111111111,191.66666666666666,158.33333333333334,55.549006053045275,16.583598276961112,-42.411854041254585,211,0,8.163255182056643,null,145,"",20,"",236.11111111111111]
["2015-01-12T12:00:00",-6.6,56,205.55555555555554,119.44444444444444,155.55555555555554,54.218569183970374,23.427569450688868,-29.479575857406463,140,0,8.160999011468812,null,145,"",20,"",205.55555555555554]
["2015-01-12T13:00:00",-3.4,49,177.77777777777777,108.33333333333333,138.88888888888889,62.212569979658952,27.827085241376459,-14.800762531288653,105,0,8.1587425296414935,null,445,"",20,"",177.77777777777777]
["2015-01-12T14:00:00",-0.4,42,133.33333333333334,102.77777777777777,102.77777777777777,46.79216524644022,29.231731826986714,0.99186943326166022,341,0,8.1564857377355544,null,145,"",20,"",133.33333333333334]
["2015-01-12T15:00:00",1.9,37,75,100,58.333333333333329,70.511174326858907,27.434641479523957,16.703846282903683,270,2,8.1542286369120109,null,145,"",20,"",75]
["2015-01-12T16:00:00",2.9,34,16.666666666666668,38.888888888888886,13.888888888888889,55.256278226552809,22.697540803292004,31.185579287004483,90,2,8.1519712283320693,null,145,"",20,"",16.666666666666668]
["2015-01-12T17:00:00",2.4,33,0,0,0,59.877268613559465,15.594965860442962,43.890825255829654,137,2,8.149713513157069,null,445,"",20,"",0]
["2015-01-12T18:00:00",1,34,0,0,0,68.28460181068391,6.7546626721676732,54.883987892507108,255,2,8.1474554925485059,null,1105,"",20,"",0]
["2015-01-12T19:00:00",-0.9,35,0,0,0,59.497533805721503,-3.295138180846827,64.554423831148711,326,2,8.1451971676680532,null,1105,"",20,"",0]
["2015-01-12T20:00:00",-3,38,0,0,0,62.997220879750103,-14.153751049262853,73.404948023403065,323,2,8.1429385396775231,null,505,"",20,"",0]
["2015-01-12T21:00:00",-4.9000000000000004,41,0,0,0,70.590488421346492,-25.516520671517121,82.001365151702529,0,0,8.1406796097388803,null,505,"",20,"",0]
["2015-01-12T22:00:00",-6.4,44,0,0,0,59.078568035002718,-37.122890743788318,91.06481388590575,273,0,8.1384203790142706,null,445,"",20,"",0]
["2015-01-12T23:00:00",-7.4,48,0,0,0,65.797881455033973,-48.678599520191533,101.76941175826792,117,0,8.136160848665968,null,445,"","","",0]
["2015-01-13",-8.1999999999999993,52,0,0,0,62.407947008849987,-59.677004457765989,116.57215261848098,164,0,8.1339010198564061,null,45,"","","",0]
["2015-01-13T01:00:00",-8.6999999999999993,56,0,0,0,51.304772710580551,-68.62556730075886,141.34023547665905,319,0,8.1316408937481857,null,45,"","","",0]
["2015-01-13T02:00:00",-9.1999999999999993,59,0,0,0,63.21349415920389,-72.381476932253918,-177.4291813698141,180,0,8.1293804715040459,null,45,"","","",0]
["2015-01-13T03:00:00",-9.6,63,0,0,0,57.549006053045275,-67.7839582232575,-137.81494382738981,0,0,8.1271197542868823,null,45,"","","",0]
["2015-01-13T04:00:00",-10.1,67,0,0,0,52.479026653370681,-58.331141910627764,-114.71192232883796,30,0,8.124858743259745,null,45,"","","",0]
["2015-01-13T05:00:00",-10.6,69,0,0,0,65.420817381738857,-47.237708876280401,-100.56307789297813,215,0,8.1225974395858351,null,45,"","","",0]
["2015-01-13T06:00:00",-11.1,72,0,0,0,61.374333535869766,-35.659955340650477,-90.111810566008458,352,0,8.1203358444284977,null,45,"","","",0]
["2015-01-13T07:00:00",-11.5,73,5.5555555555555554,2.7777777777777777,5.5555555555555554,61.745558780087663,-24.066126001671865,-81.130524686326382,160,0,8.1180739589512338,null,985,"",20,"",5.5555555555555554]
["2015-01-13T08:00:00",-11.6,72,55.555555555555557,75,44.444444444444443,44.339530498533634,-12.742334195699993,-72.522522930390352,248,0,8.1158117843177013,null,385,"",20,"",55.555555555555557]
["2015-01-13T09:00:00",-11.4,71,100,55.555555555555557,86.111111111111114,55.152052868408987,-1.9519389263407505,-63.591921157468683,0,0,8.1135493216916874,null,385,"",20,"",100]
["2015-01-13T10:00:00",-10.5,68,141.66666666666666,61.111111111111107,119.44444444444444,58.831519772756167,7.9909411686986642,-53.779282878169084,60,0,8.1112865722371428,null,145,"",20,"",141.66666666666666]
["2015-01-13T11:00:00",-9,63,211.11111111111111,133.33333333333334,155.55555555555554,56.048580968219369,16.670732380668181,-42.585881075823011,306,0,8.1090235371181638,null,145,"",20,"",211.11111111111111]
["2015-01-13T12:00:00",-7.2,58,430.55555555555554,900,58.333333333333329,50.650163032997227,23.542350809541443,-29.642114644800937,39,0,8.1067602174989819,null,145,"",20,"",430.55555555555554]
["2015-01-13T13:00:00",-5.3,53,380.55555555555554,869.44444444444446,55.555555555555557,61.843255846255943,27.97023853658386,-14.938904769378153,137,0,8.1044966145439936,null,445,"",20,"",380.55555555555554]
["2015-01-13T14:00:00",-3.6,48,144.44444444444443,127.77777777777777,108.33333333333333,56.323216559644322,29.398910492077238,0.8928834598390829,261,0,8.1022327294177323,null,145,"",20,"",144.44444444444443]
["2015-01-13T15:00:00",-2.4,44,80.555555555555557,116.66666666666666,61.111111111111107,52.689101478127725,27.61700808566815,16.651675365159907,45,7,8.0999685632848717,null,145,"",20,"",80.555555555555557]
["2015-01-13T16:00:00",-1.9,42,16.666666666666668,38.888888888888886,13.888888888888889,59.94604814624023,22.885506447752675,31.17670262579864,191,7,8.0977041173102329,null,145,"",20,"",16.666666666666668]
["2015-01-13T17:00:00",-2.4,41,0,0,0,71.689101478127725,15.781598317671222,43.915544891966228,59,7,8.095439392658788,null,445,"",20,"",0]
["2015-01-13T18:00:00",-3.8,42,0,0,0,63.435840578234718,6.9364175001280062,54.932950095552641,95,7,8.0931743904956388,null,1105,"",20,"",0]
["2015-01-13T19:00:00",-5.6,44,0,0,0,70.537958200080652,-3.1192886945118969,64.621424332666777,310,7,8.0909091119860452,null,1105,"",20,"",0]
["2015-01-13T20:00:00",-7.5,47,0,0,0,73.372461625895426,-13.983280308481278,73.487019925549347,136,7,8.0886435582954039,null,505,"",20,"",0]
["2015-01-13T21:00:00",-9.1999999999999993,52,0,0,0,65.21349415920389,-25.349863394021831,82.098047095121331,45,6,8.0863777305892448,null,505,"",20,"",0]
["2015-01-13T22:00:00",-10.4,58,0,0,0,50.242691537877704,-36.957482214376483,91.177133987816944,135,6,8.084111630033247,null,445,"",20,"",0]
["2015-01-13T23:00:00",-11.1,64,0,0,0,59.374333535869766,-48.510478347908844,101.89711254504181,343,6,8.0818452577932298,null,445,"","","",0]
["2015-01-14",-11.6,70,0,0,0,56.339530498533634,-59.500376252174888,116.70018749044385,196,6,8.0795786150351496,null,45,"","","",0]
["2015-01-14T01:00:00",-11.9,76,0,0,0,67.124236935302747,-68.433037636106761,141.38485747080082,164,6,8.0773117029251047,null,45,"","","",0]
["2015-01-14T02:00:00",-12.3,82,0,0,0,53.51034523152066,-72.211720719438603,-177.7326777574132,160,6,8.0750445226293319,null,45,"","","",0]
["2015-01-14T03:00:00",-12.8,86,0,0,0,54.503394605303754,-67.688485531380366,-138.25833203214447,45,3,8.0727770753141996,null,45,"","","",0]
["2015-01-14T04:00:00",-13.6,89,0,0,0,47.316237066665792,-58.283221250896574,-115.0682170275044,301,3,8.0705093621462183,null,45,"","","",0]
["2015-01-14T05:00:00",-14.6,91,0,0,0,47.373521405123569,-47.209169279767828,-100.84446561644654,82,3,8.0682413842920422,null,45,"","","",0]
["2015-01-14T06:00:00",-15.5,91,0,0,0,55.863975774103892,-35.636344561011271,-90.34780685200586,145,3,8.06597314291845,null,45,"","","",0]
["2015-01-14T07:00:00",-16.2,89,5.5555555555555554,2.7777777777777777,5.5555555555555554,56.15963601946882,-24.039185693534598,-81.340051514986357,278,3,8.0637046391923608,null,985,"",20,"",5.5555555555555554]
["2015-01-14T08:00:00",-16.5,87,94.444444444444443,358.33333333333331,44.444444444444443,59.007378605180435,-12.706188919772952,-72.717112070210192,295,3,8.0614358742808321,null,385,"",20,"",94.444444444444443]
["2015-01-14T09:00:00",-16.399999999999999,83,186.11111111111111,355.55555555555554,91.666666666666671,57.391015769940225,-1.9014807901236972,-63.778543164985287,45,2,8.0591668493510458,null,385,"",20,"",186.11111111111111]
["2015-01-14T10:00:00",-16,78,277.77777777777777,458.33333333333331,113.88888888888889,62.930053159379725,8.0607077218117826,-53.96125139545763,271,2,8.0568975655703294,null,145,"",20,"",277.77777777777777]
[{"$f":"A327+1/24","v":"2015-01-14T11:00:00"},-15.3,73,202.77777777777777,116.66666666666666,155.55555555555554,58.640704081640479,16.764649066565646,-42.76219434443766,217,2,8.0546280241061403,null,145,"",20,"",202.77777777777777]
["2015-01-14T12:00:00",-14.3,69,205.55555555555554,116.66666666666666,158.33333333333334,54.55154431641148,23.664139308272464,-29.805816622396815,267,2,8.0523582261260618,null,145,"",20,"",205.55555555555554]
["2015-01-14T13:00:00",-12.8,64,175,100,136.11111111111111,60.503394605303754,28.120441081071679,-15.076623092087118,292,2,8.050088172797814,null,445,"",20,"",175]
["2015-01-14T14:00:00",-10.9,61,111.11111111111111,55.555555555555557,94.444444444444443,59.191522880533967,29.572855092197777,0.79623627912429906,179,2,8.0478178652892538,null,145,"",20,"",111.11111111111111]
["2015-01-14T15:00:00",-8.6,60,44.444444444444443,19.444444444444443,41.666666666666664,49.724454470892567,27.805490616239002,16.603635756165648,337,2,8.0455473047683537,null,145,"",20,"",44.444444444444443]
["2015-01-14T16:00:00",-6.8,61,11.111111111111111,11.111111111111111,11.111111111111111,53.360504000049957,23.078700947854369,31.173214617917868,344,2,8.0432764924032334,null,145,"",20,"",11.111111111111111]
["2015-01-14T17:00:00",-7.2,63,0,0,0,66.650163032997227,15.972535886664531,43.946338417541298,296,2,8.0410054293621371,null,445,"",20,"",0]
["2015-01-14T18:00:00",-8.1,66,0,0,0,57.830013318875388,7.1216592207541183,54.988320169356875,304,2,8.0387341168134281,null,1105,"",20,"",0]
["2015-01-14T19:00:00",-9.5,70,0,0,0,59.964418288133572,-2.9406041470815385,64.695054560711242,183,2,8.0364625559256044,null,1105,"",20,"",0]
["2015-01-14T20:00:00",-11,74,0,0,0,63.782694413834463,-13.810443034735398,73.576005762984337,145,2,8.0341907478673047,null,505,"",20,"",0]
["2015-01-14T21:00:00",-12.4,78,0,0,0,57.108030600065206,-25.181114606311375,82.202121314095749,247,1,8.0319186938072722,null,505,"",20,"",0]
["2015-01-14T22:00:00",-13.6,80,0,0,0,43.316237066665792,-36.790032949905005,91.297654529554507,210,1,8.0296463949143924,null,445,"",20,"",0]
["2015-01-14T23:00:00",-14.6,82,0,0,0,60.373521405123569,-48.340060483314147,102.03433688383485,335,1,8.0273738523576732,null,445,"","","",0]
["2015-01-15",-15.3,84,0,0,0,54.640704081640479,-59.320696140990464,116.83982665347848,359,1,8.0251010673062417,null,45,"","","",0]
["2015-01-15T01:00:00",-15.9,85,0,0,0,53.315936437627727,-68.235895727967176,141.44356857410077,168,1,8.0228280409293511,null,45,"","","",0]
["2015-01-15T02:00:00",-16.3,85,0,0,0,61.775101458218444,-72.034654390364267,-178.02372971566479,321,1,8.0205547743963947,null,45,"","","",0]
["2015-01-15T03:00:00",-16.600000000000001,85,0,0,0,52.624189614621883,-67.584872232153444,-138.70280735173671,0,0,8.018281268876871,null,45,"","","",0]
["2015-01-15T04:00:00",-16.8,85,0,0,0,47.859154759519527,-58.228092477524719,-115.43032193719922,72,0,8.0160075255404024,null,45,"","","",0]
["2015-01-15T05:00:00",-17,86,0,0,0,47.095908412815874,-47.174129711161342,-101.13173029254668,54,0,8.0137335455567467,null,45,"","","",0]
["2015-01-15T06:00:00",-17,86,0,0,0,53.095908412815874,-35.606579987400757,-90.589027098612021,337,0,8.0114593300957715,null,45,"","","",0]
["2015-01-15T07:00:00",-17.100000000000001,87,5.5555555555555554,2.7777777777777777,5.5555555555555554,57.714955058265815,-24.006197592399857,-81.554164269197685,77,0,8.0091848803274619,null,985,"",20,"",5.5555555555555554]
["2015-01-15T08:00:00",-17.100000000000001,87,66.666666666666671,122.22222222222221,50,55.714955058265815,-12.663944107243317,-72.9157387364925,232,0,8.0069101974219468,null,385,"",20,"",66.666666666666671]
["2015-01-15T09:00:00",-14.6,87,133.33333333333334,127.77777777777777,100,50.373521405123569,-1.8447620185047846,-63.968691422204721,157,2,8.0046352825494491,null,385,"",20,"",133.33333333333334]
["2015-01-15T10:00:00",-12.1,87,227.7777777777778,247.22222222222223,138.88888888888889,47.316363737550034,8.1369688598443304,-54.146177679819594,298,2,8.0023601368803199,null,145,"",20,"",227.7777777777778]
["2015-01-15T11:00:00",-10.8,86,180.55555555555554,80.555555555555557,147.22222222222223,59.600819292769756,16.865321359247726,-42.940706460291558,153,2,8.0000847615850343,null,145,"",20,"",180.55555555555554]
["2015-01-15T12:00:00",-10.1,86,166.66666666666666,61.111111111111107,141.66666666666666,54.479026653370681,23.79289232350089,-29.970602896917061,317,2,7.997809157834185,null,145,"",20,"",166.66666666666666]
["2015-01-15T13:00:00",-9.6,86,294.44444444444446,458.33333333333331,119.44444444444444,60.549006053045275,28.27763541843365,-15.21384207123058,127,2,7.9955333267984692,null,445,"",20,"",294.44444444444446]
["2015-01-15T14:00:00",-8.6999999999999993,86,266.66666666666669,694.44444444444446,61.111111111111107,46.304772710580551,29.753492956360091,0.70200488004541484,197,2,7.993257269648721,null,145,"",20,"",266.66666666666669]
["2015-01-15T15:00:00",-6.9,86,163.88888888888889,733.33333333333337,33.333333333333336,54.93219562670896,28.00000065140128,16.559802299780912,135,4,7.9909809875558757,null,145,"",20,"",163.88888888888889]
["2015-01-15T16:00:00",-5,86,30.555555555555554,236.11111111111111,19.444444444444443,46.152946785817164,23.277022643416657,31.175176152747007,245,4,7.9887044816909807,null,145,"",20,"",30.555555555555554]
["2015-01-15T17:00:00",-5.2,87,0,0,0,63.279330863034545,16.167669452962684,43.983243751386787,152,4,7.9864277532252244,null,445,"",20,"",0]
["2015-01-15T18:00:00",-5.6,88,0,0,0,56.537958200080652,7.3102775678666303,55.050111031197829,349,4,7.9841508033298823,null,1105,"",20,"",0]
["2015-01-15T19:00:00",-6.1,89,0,0,0,56.372198287984077,-2.7591910559728103,64.775303935285763,238,4,7.9818736331763507,null,1105,"",20,"",0]
["2015-01-15T20:00:00",-6.5,90,0,0,0,67.648326719719876,-13.635338747474091,73.671872585356496,130,4,7.9795962439361476,null,505,"",20,"",0]
["2015-01-15T21:00:00",-6.8,91,0,0,0,57.360504000049957,-25.010364830209426,82.31353070923484,157,3,7.9773186367808986,null,505,"",20,"",0]
["2015-01-15T22:00:00",-6.8,92,0,0,0,67.360504000049957,-36.620623486029423,91.42628685626751,260,3,7.9750408128823338,null,445,"",20,"",0]
["2015-01-15T23:00:00",-6.5,92,0,0,0,45.648326719719876,-48.167417216815558,102.18094578106766,62,3,7.9727627734123114,null,445,"","","",0]
["2015-01-16",-6.2,92,0,0,0,53.940503456005331,-59.138032916564427,116.99084023482708,246,3,7.97048451954279,null,45,"","","",0]
["2015-01-16T01:00:00",-6,91,0,0,0,51.804378352014226,-68.034232155173513,141.51602978270856,67,3,7.9682060524458347,null,45,"","","",0]
["2015-01-16T02:00:00",-5.9,90,0,0,0,67.237044011565217,-71.850399125242745,-178.30212307055018,15,3,7.9659273732936278,null,45,"","","",0]
["2015-01-16T03:00:00",-6,89,0,0,0,52.804378352014226,-67.473123499686452,-139.14765105787774,180,2,7.9636484832584591,null,45,"","","",0]
["2015-01-16T04:00:00",-6.1,87,0,0,0,52.372198287984077,-58.165701604056956,-115.79779564664025,164,2,7.9613693835127259,null,45,"","","",0]
["2015-01-16T05:00:00",-6.5,85,0,0,0,63.648326719719876,-47.132532513083937,-101.42460131274677,245,2,7.9590900752289331,null,45,"","","",0]
["2015-01-16T06:00:00",-7.1,82,0,0,0,41.077025505359245,-35.570614297077761,-90.835280228476819,178,2,7.9568105595796963,null,45,"","","",0]
["2015-01-16T07:00:00",-7.7,79,5.5555555555555554,2.7777777777777777,5.5555555555555554,64.523062079482258,-23.967128334739584,-81.772712914747672,131,2,7.9545308377377291,null,985,"",20,"",5.5555555555555554]
["2015-01-16T08:00:00",-8.5,76,52.777777777777779,58.333333333333329,44.444444444444443,54.144612420739975,-12.615581687183344,-73.118276943276399,149,2,7.9522509108758568,null,385,"",20,"",52.777777777777779]
["2015-01-16T09:00:00",-9.1999999999999993,73,197.22222222222223,405.55555555555554,86.111111111111114,64.21349415920389,-1.7817805901640069,-64.162256095391243,22,2,7.9499707801670194,null,385,"",20,"",197.22222222222223]
["2015-01-16T10:00:00",-9.9,70,338.88888888888886,744.44444444444446,66.666666666666671,48.305603491690249,8.2197101710822267,-54.333964589364257,252,2,7.947690446784244,null,145,"",20,"",338.88888888888886]
["2015-01-16T11:00:00",-10.5,67,411.11111111111109,825,69.444444444444443,44.831519772756167,16.972718633836088,-43.121331461793382,155,2,7.9454099119006729,null,145,"",20,"",411.11111111111109]
["2015-01-16T12:00:00",-11,65,411.11111111111109,805.55555555555554,72.222222222222214,58.782694413834463,23.928563941469541,-30.136396440009062,117,2,7.9431291766895535,null,145,"",20,"",411.11111111111109]
["2015-01-16T13:00:00",-11.4,62,402.77777777777777,916.66666666666663,52.777777777777779,61.152052868408987,28.441761223334748,-15.350488216313018,94,2,7.9408482423242255,null,445,"",20,"",402.77777777777777]
["2015-01-16T14:00:00",-11.6,61,177.77777777777777,213.88888888888889,113.88888888888889,63.339530498533634,29.940748934597558,0.6102645375014778,228,2,7.9385671099781394,null,145,"",20,"",177.77777777777777]
["2015-01-16T15:00:00",-11.7,59,111.11111111111111,255.55555555555554,63.888888888888886,55.933967667761635,28.200447642964367,16.520248141859778,45,6,7.9362857808248544,null,145,"",20,"",111.11111111111111]
["2015-01-16T16:00:00",-12.1,58,25,127.77777777777777,19.444444444444443,56.316363737550034,23.480368195583818,31.182645951012013,318,6,7.9340042560380146,null,145,"",20,"",25]
["2015-01-16T17:00:00",-13,58,0,0,0,50.703845163245603,16.366888850780413,44.026296005706847,309,6,7.9317225367913746,null,445,"",20,"",0]
["2015-01-16T18:00:00",-14.1,58,0,0,0,59.339171790293335,7.502161960237375,55.118332315634497,119,6,7.9294406242587918,null,1105,"",20,"",0]
["2015-01-16T19:00:00",-15,58,0,0,0,60.809190233092693,-2.5751555100511934,64.862158327019628,278,6,7.9271585196142089,null,1105,"",20,"",0]
["2015-01-16T20:00:00",-15.5,59,0,0,0,64.863975774103892,-13.458065845640077,73.774583740438189,97,6,7.9248762240316859,null,505,"",20,"",0]
["2015-01-16T21:00:00",-15.4,60,0,0,0,59.25211391578398,-24.837702844289382,82.432214322771287,45,2,7.9225937386853724,null,505,"",20,"",0]
["2015-01-16T22:00:00",-15.5,61,0,0,0,64.863975774103892,-36.44933206123828,91.562938163212976,6,2,7.9203110647495105,null,445,"",20,"",0]
["2015-01-16T23:00:00",-16,63,0,0,0,58.930053159379725,-47.992617066984089,102.33679544778644,201,2,7.9180282033984462,null,445,"","","",0]
["2015-01-17",-16.899999999999999,66,0,0,0,49.477308197021472,-58.952452282992461,117.15299193671429,336,2,7.9157451558066212,null,45,"","","",0]
["2015-01-17T01:00:00",-17.899999999999999,69,0,0,0,58.683357897940112,-67.828134700044671,141.60188946745865,32,2,7.9134619231485708,null,45,"","","",0]
["2015-01-17T02:00:00",-19.2,71,0,0,0,55.817443873097403,-71.659078527793952,-178.56769600767697,226,2,7.9111785065989269,null,45,"","","",0]
[{"$f":"A391+1/24","v":"2015-01-17T03:00:00"},-20.5,74,0,0,0,58.025686368176622,-67.353253657214964,-139.59216154888603,0,0,7.9088949073324182,null,45,"","","",0]
["2015-01-17T04:00:00",-21.9,76,0,0,0,50.947396036865115,-58.096001540052178,-116.17019249247716,114,0,7.9066111265238606,null,45,"","","",0]
["2015-01-17T05:00:00",-23.1,77,0,0,0,60.661615663337813,-47.084325340773177,-101.72280362789569,105,0,7.9043271653481657,null,45,"","","",0]
["2015-01-17T06:00:00",-24.2,79,0,0,0,44.786813837831659,-35.528404828543039,-91.086372331854434,6,0,7.9020430249803493,null,45,"","","",0]
["2015-01-17T07:00:00",-24.9,81,5.5555555555555554,2.7777777777777777,5.5555555555555554,63.347625561471375,-23.92194893583266,-81.995545860520295,246,0,7.8997587065955024,null,985,"",20,"",5.5555555555555554]
["2015-01-17T08:00:00",-25.2,81,63.888888888888886,100,50,50.308555680041508,-12.561087809784102,-73.324600111470133,30,0,7.8974742113688166,null,385,"",20,"",63.888888888888886]
["2015-01-17T09:00:00",-23.7,79,197.22222222222223,394.44444444444446,88.888888888888886,44.541734977975892,-1.7125385636152799,-64.359127551802729,0,0,7.8951895404755765,null,385,"",20,"",197.22222222222223]
["2015-01-17T10:00:00",-22,77,233.33333333333331,255.55555555555554,138.88888888888889,51.587893489031075,8.3089133501606707,-54.524515888935234,139,0,7.892904695091147,null,145,"",20,"",233.33333333333331]
["2015-01-17T11:00:00",-20.7,74,266.66666666666669,247.22222222222223,163.88888888888889,56.295026536438797,17.086806644357491,-43.303984911704958,110,0,7.8906196763909913,null,145,"",20,"",266.66666666666669]
["2015-01-17T12:00:00",-19.7,71,361.11111111111109,583.33333333333337,113.88888888888889,55.96572574644847,24.071105001760426,-30.303122170036296,244,0,7.8883344855506667,null,145,"",20,"",361.11111111111109]
["2015-01-17T13:00:00",-18.8,68,369.44444444444446,780.55555555555554,66.666666666666671,49.306714598321463,28.61275535817505,-15.486490038587474,90,0,7.8860491237458037,null,445,"",20,"",369.44444444444446]
["2015-01-17T14:00:00",-17.7,65,277.77777777777777,719.44444444444446,58.333333333333329,56.438590447210743,30.134545464905191,0.52108876836193163,216,0,7.8837635921521327,null,145,"",20,"",277.77777777777777]
["2015-01-17T15:00:00",-16.2,63,138.88888888888889,469.44444444444446,52.777777777777779,53.15963601946882,28.406738990126524,16.485044696581525,45,3,7.8814778919454715,null,145,"",20,"",138.88888888888889]
["2015-01-17T16:00:00",-14.9,63,19.444444444444443,61.111111111111107,16.666666666666668,57.199592005158962,23.688632673323056,31.195680532012272,247,3,7.879192024301708,null,145,"",20,"",19.444444444444443]
["2015-01-17T17:00:00",-15.2,64,0,0,0,59.029746622488062,16.57008296000609,44.075527463577544,86,3,7.8769059903968479,null,445,"",20,"",0]
["2015-01-17T18:00:00",-16,65,0,0,0,57.930053159379725,7.697201602877553,55.192990377519109,138,3,7.8746197914069551,null,1105,"",20,"",0]
["2015-01-17T19:00:00",-17.100000000000001,67,0,0,0,59.714955058265815,-2.3886030731843224,64.955600094587268,267,3,7.8723334285081803,null,1105,"",20,"",0]
["2015-01-17T20:00:00",-18.399999999999999,68,0,0,0,57.803028165627609,-13.278721524943281,73.884098950248955,268,3,7.870046902876779,null,505,"",20,"",0]
["2015-01-17T21:00:00",-19.600000000000001,70,0,0,0,62.335193855726885,-24.663215622935024,82.558107459549504,22,2,7.8677602156890662,null,505,"",20,"",0]
["2015-01-17T22:00:00",-20.7,71,0,0,0,62.295026536438797,-36.276234586213107,91.707511678855013,278,2,7.8654733681214521,null,445,"",20,"",0]
["2015-01-17T23:00:00",-21.6,71,0,0,0,55.028482127235179,-47.815725791213566,102.50173759859514,252,2,7.8631863613504365,null,445,"","","",0]
["2015-01-18",-22.4,71,0,0,0,51.154171594502628,-58.764016918445797,117.32603965405954,47,2,7.8608991965525865,null,45,"","","",0]
["2015-01-18T01:00:00",-23,71,0,0,0,49.016416097641155,-67.617688408776615,141.70078510194551,279,2,7.8586118749045504,null,45,"","","",0]
["2015-01-18T02:00:00",-23.7,70,0,0,0,45.541734977975892,-71.460818214568619,-178.82033673349042,305,2,7.856324397583073,null,45,"","","",0]
["2015-01-18T03:00:00",-24.3,70,0,0,0,45.437096021806013,-67.22528608065177,-140.03565722096005,0,0,7.8540367657649668,null,45,"","","",0]
["2015-01-18T04:00:00",-24.9,70,0,0,0,51.347625561471375,-58.018952268979554,-116.54706400284437,63,0,7.851748980627125,null,45,"","","",0]
["2015-01-18T05:00:00",-25.5,70,0,0,0,56.273250539974413,-47.029461319593587,-102.0260583983932,196,0,7.8494610433465253,null,45,"","","",0]
["2015-01-18T06:00:00",-26,71,0,0,0,58.556083341645291,-35.479913690966519,-91.342107039979737,208,0,7.8471729551002145,null,45,"","","",0]
["2015-01-18T07:00:00",-26.3,70,11.111111111111111,11.111111111111111,11.111111111111111,45.530773030592968,-23.870634858279498,-82.222510212875889,274,0,7.8448847170653213,null,985,"",20,"",11.111111111111111]
["2015-01-18T08:00:00",-26.4,69,116.66666666666666,558.33333333333326,36.111111111111107,55.189832577377615,-12.500452881677381,-73.534581259136289,276,0,7.8425963304190605,null,385,"",20,"",116.66666666666666]
["2015-01-18T09:00:00",-26.1,69,172.22222222222223,255.55555555555554,102.77777777777777,55.213898076677253,-1.6370420853232737,-64.559196508620772,22,1,7.8403077963387071,null,385,"",20,"",172.22222222222223]
["2015-01-18T10:00:00",-25.5,65,208.33333333333331,177.77777777777777,141.66666666666666,64.273250539974413,8.4045562121390329,-54.717736369012272,292,1,7.8380191160016235,null,145,"",20,"",208.33333333333331]
["2015-01-18T11:00:00",-24.6,64,405.55555555555554,788.88888888888891,72.222222222222214,55.39046929985517,17.207547555627333,-43.488583993499333,216,1,7.8357302905852464,null,145,"",20,"",405.55555555555554]
["2015-01-18T12:00:00",-23.4,60,216.66666666666666,122.22222222222221,163.88888888888889,58.599765520533879,24.220463143662194,-30.470707031129738,215,1,7.8334413212670757,null,145,"",20,"",216.66666666666666]
["2015-01-18T13:00:00",-21.7,56,183.33333333333334,102.77777777777777,144.44444444444443,55.667690013930155,28.790551931688462,-15.621778112396466,345,1,7.8311522092247028,null,445,"",20,"",183.33333333333334]
["2015-01-18T14:00:00",-19.600000000000001,53,122.22222222222221,63.888888888888886,102.77777777777777,51.335193855726885,30.33480264145415,0.43454929038960033,89,1,7.8288629556357847,null,145,"",20,"",122.22222222222221]
["2015-01-18T15:00:00",-16.899999999999999,50,72.222222222222214,61.111111111111107,61.111111111111107,55.477308197021472,28.618780115875964,16.454261615478522,315,4,7.8265735616780434,null,145,"",20,"",72.222222222222214]
["2015-01-18T16:00:00",-14.8,47,19.444444444444443,61.111111111111107,16.666666666666668,66.590447556833681,23.901709640063338,31.214334183085086,147,4,7.8242840285292852,null,145,"",20,"",19.444444444444443]
["2015-01-18T17:00:00",-15,45,0,0,0,55.809190233092693,16.777139802699796,44.130967558748779,9,4,7.8219943573673838,null,445,"",20,"",0]
["2015-01-18T18:00:00",-15.7,43,0,0,0,71.089054160697032,7.8952855868800427,55.274088297560823,211,4,7.8197045493702761,null,1105,"",20,"",0]
["2015-01-18T19:00:00",-16.600000000000001,42,0,0,0,49.624189614621883,-2.1996386903814513,65.055608124473736,235,4,7.8174146057159843,null,1105,"",20,"",0]
["2015-01-18T20:00:00",-17.600000000000001,42,0,0,0,61.816872537582583,-13.097401698871431,74.000374388589762,310,4,7.8151245275825927,null,505,"",20,"",0]
["2015-01-18T21:00:00",-18.600000000000001,42,0,0,0,67.05398964196425,-24.486988280198887,82.691141807581573,292,5,7.8128343161482485,null,505,"",20,"",0]
["2015-01-18T22:00:00",-19.5,43,0,0,0,52.705099377864059,-36.101404618949068,91.859906844242673,113,5,7.8105439725911765,null,445,"",20,"",0]
["2015-01-18T23:00:00",-20.3,44,0,0,0,57.758083452420237,-47.63680640308646,102.67561974025178,116,5,7.808253498089667,null,445,"","","",0]
["2015-01-19",-21,46,0,0,0,65.202288123650021,-58.57278654552119,117.50973606356956,10,5,7.8059628938220742,null,45,"","","",0]
["2015-01-19T01:00:00",-21.6,49,0,0,0,65.028482127235179,-67.402975665017649,141.81234489638641,187,5,7.8036721609668307,null,45,"","","",0]
["2015-01-19T02:00:00",-22.2,52,0,0,0,53.870175565594963,-71.255745429872007,-179.05998092509302,200,5,7.8013813007024204,null,45,"","","",0]
["2015-01-19T03:00:00",-22.9,55,0,0,0,51.371642292408865,-67.08925305850336,-140.47747911802742,225,2,7.7990903142073913,null,45,"","","",0]
["2015-01-19T04:00:00",-23.6,61,0,0,0,55.893987991787498,-57.934520999969237,-116.92796035488924,84,2,7.7967992026603801,null,45,"","","",0]
["2015-01-19T05:00:00",-24.3,65,0,0,0,45.437096021806013,-46.967899188361379,-102.3340836614676,171,2,7.7945079672400643,null,45,"","","",0]
["2015-01-19T06:00:00",-24.9,69,0,0,0,61.347625561471375,-35.425107863771835,-91.602285906614043,298,2,7.7922166091251857,null,45,"","","",0]
["2015-01-19T07:00:00",-25.2,72,8.3333333333333339,5.5555555555555554,8.3333333333333339,45.308555680041508,-23.813166072702948,-82.453452032907407,8,2,7.7899251294945691,null,985,"",20,"",8.3333333333333339]
["2015-01-19T08:00:00",-25.4,73,91.666666666666671,269.44444444444446,52.777777777777779,55.617934510971367,-12.433671594759678,-73.74809319169934,349,2,7.7876335295270813,null,385,"",20,"",91.666666666666671]
["2015-01-19T09:00:00",-24.5,73,230.55555555555557,597.22222222222217,63.888888888888886,51.73892409131679,-1.5553013924169734,-64.762354180107138,270,3,7.7853418104016514,null,385,"",20,"",230.55555555555557]
["2015-01-19T10:00:00",-22.8,69,327.77777777777777,672.22222222222217,77.777777777777771,53.727294588113239,8.50661271094922,-54.913531961934417,90,3,7.7830499732972935,null,145,"",20,"",327.77777777777777]
["2015-01-19T11:00:00",-20.7,65,202.77777777777777,102.77777777777777,158.33333333333334,50.295026536438797,17.334899978525055,-43.675047604743078,138,3,7.7807580193930539,null,145,"",20,"",202.77777777777777]
["2015-01-19T12:00:00",-18.5,58,366.66666666666669,583.33333333333337,113.88888888888889,67.428288295580529,24.37658285505405,-30.639080069386424,211,3,7.7784659498680551,null,145,"",20,"",366.66666666666669]
["2015-01-19T13:00:00",-16.100000000000001,51,491.66666666666663,1200,19.444444444444443,69.54461980328054,28.975082359331324,-15.756285133754236,269,3,7.7761737659014756,null,445,"",20,"",491.66666666666663]
["2015-01-19T14:00:00",-13.9,45,313.88888888888897,855.55555555555554,47.222222222222221,48.128625645815248,30.541438283938312,0.35071598406990967,85,3,7.7738814686725464,null,145,"",20,"",313.88888888888897]
["2015-01-19T15:00:00",-11.8,41,69.444444444444443,52.777777777777779,58.333333333333329,57.528869931922259,28.836474543917763,16.427966759081581,292,6,7.7715890593605685,null,145,"",20,"",69.444444444444443]
["2015-01-19T16:00:00",-10.6,38,19.444444444444443,61.111111111111107,16.666666666666668,70.420817381738857,24.119491240361643,31.238658931182243,179,6,7.7692965391448956,null,145,"",20,"",19.444444444444443]
["2015-01-19T17:00:00",-10.9,38,0,0,0,70.191522880533967,16.987946638988298,44.192642857623063,146,6,7.7670039092049308,null,445,"",20,"",0]
["2015-01-19T18:00:00",-11.8,38,0,0,0,66.528869931922259,8.0963029877225114,55.361625890297908,272,6,7.7647111707201448,null,1105,"",20,"",0]
[{"$f":"A455+1/24","v":"2015-01-19T19:00:00"},-13,40,0,0,0,59.703845163245603,-2.0083665965882087,65.162157872899101,359,6,7.7624183248700582,null,1105,"",20,"",0]
["2015-01-19T20:00:00",-14.3,42,0,0,0,53.55154431641148,-12.914200923459616,74.123362759752368,29,6,7.7601253728342483,null,505,"",20,"",0]
["2015-01-19T21:00:00",-15.5,43,0,0,0,56.863975774103892,-24.309104018404796,82.83124555790549,112,1,7.7578323157923466,null,505,"",20,"",0]
["2015-01-19T22:00:00",-16.5,44,0,0,0,53.007378605180435,-35.924913345471381,92.02001948842512,119,1,7.7555391549240431,null,445,"",20,"",0]
["2015-01-19T23:00:00",-17.3,45,0,0,0,69.954386244265351,-47.455919196100503,102.85828544984433,77,1,7.7532458914090698,null,445,"","","",0]
["2015-01-20",-17.899999999999999,45,0,0,0,57.683357897940112,-58.378818008882909,117.70382918453313,225,1,7.7509525264272199,null,45,"","","",0]
["2015-01-20T01:00:00",-18.3,45,0,0,0,66.178209598701329,-67.184076274985088,141.93618933642111,186,1,7.7486590611583459,null,45,"","","",0]
["2015-01-20T02:00:00",-18.600000000000001,45,0,0,0,49.05398964196425,-71.043988687646788,-179.28660901806623,273,1,7.7463654967823343,null,45,"","","",0]
["2015-01-20T03:00:00",-18.899999999999999,44,0,0,0,60.933737515783861,-66.94519561087813,-140.91699333920013,0,0,7.7440718344791364,null,45,"","","",0]
["2015-01-20T04:00:00",-19.100000000000001,43,0,0,0,64.189102499019185,-57.842682292639346,-117.31243183526915,274,0,7.7417780754287504,null,45,"","","",0]
["2015-01-20T05:00:00",-19.3,43,0,0,0,64.446224041246268,-46.89960342783359,-102.6465950119706,32,0,7.7394842208112191,null,45,"","","",0]
["2015-01-20T06:00:00",-19.399999999999999,41,0,0,0,67.07544265795886,-35.363959286029925,-91.866708796131661,105,0,7.7371902718066377,null,45,"","","",0]
["2015-01-20T07:00:00",-19.5,40,8.3333333333333339,5.5555555555555554,8.3333333333333339,56.705099377864059,-23.749527110478713,-82.688216595635183,112,0,7.7348962295951607,null,985,"",20,"",8.3333333333333339]
["2015-01-20T08:00:00",-19.5,40,75,141.66666666666666,52.777777777777779,69.705099377864059,-12.360742948481477,-73.965008691466281,98,0,7.7326020953569676,null,385,"",20,"",75]
["2015-01-20T09:00:00",-17.600000000000001,39,158.33333333333337,188.88888888888889,105.55555555555556,65.816872537582583,-1.4673308100404947,-64.968492422571643,247,3,7.7303078702723109,null,385,"",20,"",158.33333333333337]
["2015-01-20T10:00:00",-15.4,38,263.88888888888891,344.44444444444446,136.11111111111111,66.25211391578398,8.615052962127141,-55.111809855160914,114,3,7.7280135555214713,null,145,"",20,"",263.88888888888891]
["2015-01-20T11:00:00",-14,39,216.66666666666666,125,163.88888888888889,68.733670244074659,17.468819008539388,-43.863296447317509,257,3,7.7257191522847739,null,145,"",20,"",216.66666666666666]
["2015-01-20T12:00:00",-12.8,39,325,394.44444444444446,152.77777777777777,72.503394605303754,24.539405523666154,-30.808172506113046,109,3,7.7234246617426123,null,145,"",20,"",325]
["2015-01-20T13:00:00",-11.8,40,380.55555555555554,783.33333333333326,69.444444444444443,49.528869931922259,29.166275425315234,-15.889945976141471,297,3,7.7211300850754041,null,445,"",20,"",380.55555555555554]
["2015-01-20T14:00:00",-10.4,40,144.44444444444443,97.222222222222214,113.88888888888889,54.242691537877704,30.754368007910802,0.26965685731896943,305,3,7.7188354234636085,null,145,"",20,"",144.44444444444443]
["2015-01-20T15:00:00",-8.5,40,83.333333333333329,86.111111111111114,66.666666666666671,65.144612420739975,29.059723975998878,16.406226171093635,292,6,7.7165406780877497,null,145,"",20,"",83.333333333333329]
["2015-01-20T16:00:00",-6.8,40,33.333333333333336,305.55555555555554,16.666666666666668,54.360504000049957,24.341868286488271,31.268704516433729,245,6,7.714245850128373,null,145,"",20,"",33.333333333333336]
["2015-01-20T17:00:00",-7.1,39,0,0,0,62.077025505359245,17.202390062259809,44.260577043285679,81,6,7.7119509407660765,null,445,"",20,"",0]
["2015-01-20T18:00:00",-8,39,0,0,0,64.252557620135349,8.3001429619434077,55.45559971433871,26,6,7.7096559511815057,null,1105,"",20,"",0]
["2015-01-20T19:00:00",-9.1,39,0,0,0,54.630800368092594,-1.8148902281996333,65.275221409722278,67,6,7.7073608825553332,null,1105,"",20,"",0]
["2015-01-20T20:00:00",-10.4,39,0,0,0,60.242691537877704,-12.72921232583295,74.253013378180569,277,6,7.7050657360682822,null,505,"",20,"",0]
["2015-01-20T21:00:00",-11.5,39,0,0,0,54.745558780087663,-24.129644081433977,82.978343523503341,247,1,7.7027705129011137,null,505,"",20,"",0]
["2015-01-20T22:00:00",-12.3,40,0,0,0,63.51034523152066,-35.746829565979048,92.187741999702894,257,1,7.7004752142346273,null,445,"",20,"",0]
["2015-01-20T23:00:00",-12.9,41,0,0,0,57.103389466596468,-47.273121773415397,103.04957464253297,347,1,7.6981798412496634,null,445,"","","",0]
["2015-01-21",-13.3,44,0,0,0,48.507973725211514,-58.182165359497809,117.90806291180932,74,1,7.6958843951271012,null,45,"","","",0]
["2015-01-21T01:00:00",-13.8,47,0,0,0,62.524038348234171,-66.96106756255908,142.07193262700923,21,1,7.6935888770478496,null,45,"","","",0]
["2015-01-21T02:00:00",-14.4,49,0,0,0,59.158414591552713,-70.825677441153829,-179.50024337859773,58,1,7.6912932881928615,null,45,"","","",0]
["2015-01-21T03:00:00",-15.2,52,0,0,0,62.029746622488062,-66.793163270705676,-141.35359318722229,270,2,7.6889976297431328,null,45,"","","",0]
["2015-01-21T04:00:00",-16.399999999999999,55,0,0,0,46.391015769940225,-57.743418154452755,-117.70003029255946,253,2,7.6867019028796797,null,45,"","","",0]
["2015-01-21T05:00:00",-17.600000000000001,58,0,0,0,62.816872537582583,-46.824544373805203,-102.96330629295879,274,2,7.6844061087835644,null,45,"","","",0]
["2015-01-21T06:00:00",-18.899999999999999,60,0,0,0,52.933737515783861,-35.296444935360931,-92.135174276460802,32,2,7.6821102486358832,null,45,"","","",0]
["2015-01-21T07:00:00",-19.8,60,5.5555555555555554,2.7777777777777777,5.5555555555555554,56.596694705065858,-23.679707108369971,-82.92664865018503,213,2,7.6798143236177561,null,985,"",20,"",5.5555555555555554]
["2015-01-21T08:00:00",-20.100000000000001,61,72.222222222222214,119.44444444444444,52.777777777777779,66.492220540707336,-12.281670265587499,-74.185200705852111,8,2,7.677518334910352,null,385,"",20,"",72.222222222222214]
["2015-01-21T09:00:00",-17.899999999999999,58,238.88888888888889,622.22222222222217,63.888888888888886,50.683357897940112,-1.373148743398205,-65.177503876745405,270,2,7.6752222836948665,null,385,"",20,"",238.88888888888889]
["2015-01-21T10:00:00",-15.2,54,338.88888888888886,694.44444444444446,77.777777777777771,54.029746622488062,8.7298432697254462,-55.312478601296974,240,2,7.6729261711525192,null,145,"",20,"",338.88888888888886]
["2015-01-21T11:00:00",-13,48,408.33333333333331,766.66666666666663,77.777777777777771,67.703845163245603,17.609256267454082,-44.053253114304169,301,2,7.6706299984645705,null,145,"",20,"",408.33333333333331]
["2015-01-21T12:00:00",-11.2,41,430.55555555555554,816.66666666666663,72.222222222222214,59.966439889974538,24.708869490571889,-30.97791780802488,309,2,7.6683337668123119,null,145,"",20,"",430.55555555555554]
["2015-01-21T13:00:00",-9.6,35,388.88888888888891,802.77777777777771,66.666666666666671,63.549006053045275,29.364057346136214,-16.022697743495737,251,2,7.6660374773770545,null,445,"",20,"",388.88888888888891]
["2015-01-21T14:00:00",-7.9,29,291.66666666666669,722.22222222222217,61.111111111111107,60.675580273377705,30.973505295970412,0.19143801303176297,170,2,7.6637411313401556,null,145,"",20,"",291.66666666666669]
["2015-01-21T15:00:00",-6,25,141.66666666666666,394.44444444444446,63.888888888888886,66.804378352014226,29.288428369507361,16.389104054995105,315,5,7.6614447298829926,null,145,"",20,"",141.66666666666666]
["2015-01-21T16:00:00",-4.5,23,36.111111111111107,388.88888888888886,16.666666666666668,73.34555464185587,24.568730344828182,31.304518367569301,205,5,7.6591482741869639,null,145,"",20,"",36.111111111111107]
["2015-01-21T17:00:00",-5,24,0,0,0,67.152946785817164,17.42035609356719,44.334790901461744,197,5,7.6568517654335144,null,445,"",20,"",0]
["2015-01-21T18:00:00",-6.4,26,0,0,0,64.078568035002718,8.5066948421093986,55.556003084735366,243,5,7.6545552048040975,null,1105,"",20,"",0]
["2015-01-21T19:00:00",-8.1,29,0,0,0,56.830013318875388,-1.6193121373477755,65.394767464152025,70,5,7.6522585934802025,null,1105,"",20,"",0]
["2015-01-21T20:00:00",-10,33,0,0,0,71.892079491092488,-12.5425275365298,74.389272248874278,98,5,7.6499619326433503,null,505,"",20,"",0]
["2015-01-21T21:00:00",-11.6,36,0,0,0,50.339530498533634,-23.948687712628697,83.132357257060846,45,1,7.6476652234750766,null,505,"",20,"",0]
["2015-01-21T22:00:00",-12.6,39,0,0,0,58.304788805789201,-35.567219686245991,92.362963492554812,136,1,7.6453684671569402,null,445,"",20,"",0]
["2015-01-21T23:00:00",-13.2,41,0,0,0,65.906137646429272,-47.088469083285062,103.2493238289116,30,1,7.6430716648705381,null,445,"","","",0]
["2015-01-22",-13.5,43,0,0,0,62.713023788797727,-57.982879944790682,118.1221775216387,128,1,7.6407748177974835,null,45,"","","",0]
["2015-01-22T01:00:00",-13.7,44,0,0,0,67.919908704187321,-66.734024472874239,142.21918404245227,162,1,7.6384779271194034,null,45,"","","",0]
["2015-01-22T02:00:00",-14.1,46,0,0,0,60.339171790293335,-70.600941780821245,-179.70094540261545,118,1,7.636180994017967,null,45,"","","",0]
["2015-01-22T03:00:00",-14.7,48,0,0,0,51.981757239611738,-66.633213830607758,-141.78670104577597,67,1,7.633884019674845,null,45,"","","",0]
["2015-01-22T04:00:00",-15.7,51,0,0,0,57.089054160697032,-57.636718110301793,-118.09031057063252,301,1,7.6315870052717401,null,45,"","","",0]
["2015-01-22T05:00:00",-17,54,0,0,0,51.095908412815874,-46.742698314352573,-103.28393029222242,157,1,7.6292899519903816,null,45,"","","",0]
["2015-01-22T06:00:00",-18.2,57,0,0,0,62.553832941533557,-35.222546896096162,-92.407480015151691,51,1,7.6269928610125026,null,45,"","","",0]
["2015-01-22T07:00:00",-19.100000000000001,60,8.3333333333333339,5.5555555555555554,8.3333333333333339,58.189102499019185,-23.603699844974084,-83.168592679985608,81,1,7.6246957335198671,null,985,"",20,"",8.3333333333333339]
["2015-01-22T08:00:00",-19.5,60,97.222222222222229,280.55555555555554,52.777777777777779,63.705099377864059,-12.196461201317017,-74.408542533707021,235,1,7.6223985706942585,null,385,"",20,"",97.222222222222229]
["2015-01-22T09:00:00",-18.399999999999999,59,250,666.66666666666663,61.111111111111107,46.803028165627609,-1.2727776645669677,-65.389282107163424,0,0,7.6201013737174659,null,385,"",20,"",250]
["2015-01-22T10:00:00",-16.600000000000001,56,366.66666666666669,788.88888888888891,66.666666666666671,59.624189614621883,8.850946157294926,-55.515448224623675,253,0,7.6178041437713135,null,145,"",20,"",366.66666666666669]
[{"$f":"A519+1/24","v":"2015-01-22T11:00:00"},-14.7,51,425,811.11111111111109,72.222222222222214,66.981757239611738,17.756159948038199,-44.244842173372462,4,0,7.6155068820376348,null,145,"",20,"",425]
["2015-01-22T12:00:00",-12.8,45,436.11111111111109,822.22222222222217,72.222222222222214,48.503394605303754,24.88491010576449,-31.148251754321329,13,0,7.613209589698271,null,145,"",20,"",436.11111111111109]
["2015-01-22T13:00:00",-10.9,40,394.44444444444446,808.33333333333326,66.666666666666671,60.191522880533967,29.56835183545271,-16.15447982039122,197,0,7.6109122679350918,null,445,"",20,"",394.44444444444446]
["2015-01-22T14:00:00",-9.1999999999999993,35,286.11111111111109,680.55555555555554,66.666666666666671,59.21349415920389,31.198761569659737,0.11612361942294068,176,0,7.6086149179299785,null,145,"",20,"",286.11111111111109]
["2015-01-22T15:00:00",-7.8,32,113.8888888888889,194.44444444444443,75,76.099081639486428,29.522486015225994,16.37666275297536,22,1,7.6063175408648176,null,145,"",20,"",113.8888888888889]
["2015-01-22T16:00:00",-7,31,25,122.22222222222221,19.444444444444443,70.5043695825604,24.799965822000829,31.346145579064771,198,1,7.604020137921526,null,145,"",20,"",25]
["2015-01-22T17:00:00",-7.4,31,0,0,0,55.797881455033973,17.641730275153694,44.41530230827572,95,1,7.6017227102820257,null,445,"",20,"",0]
["2015-01-22T18:00:00",-8.3000000000000007,33,0,0,0,50.986358329446773,8.7158482299980733,55.662826087358823,296,1,7.5994252591282443,null,1105,"",20,"",0]
["2015-01-22T19:00:00",-9.5,35,0,0,0,50.964418288133572,-1.4217339090140624,65.52076147210046,282,1,7.5971277856421287,null,1105,"",20,"",0]
["2015-01-22T20:00:00",-10.8,39,0,0,0,60.600819292769756,-12.354236625606825,74.532082148340848,293,1,7.5948302910056453,null,505,"",20,"",0]
["2015-01-22T21:00:00",-11.9,41,0,0,0,69.124236935302747,-23.766312117241888,83.293205167372747,315,3,7.5925327764007546,null,505,"",20,"",0]
["2015-01-22T22:00:00",-12.6,43,0,0,0,59.304788805789201,-35.38614771410716,92.545569970115267,278,3,7.5902352430094382,null,445,"",20,"",0]
["2015-01-22T23:00:00",-13,44,0,0,0,71.703845163245603,-46.90201345984611,103.45736636209641,317,3,7.5879376920136874,null,445,"","","",0]
["2015-01-23",-13.3,46,0,0,0,63.507973725211514,-57.781010504076633,118.34591015102222,264,3,7.5856401245954901,null,45,"","","",0]
["2015-01-23T01:00:00",-13.6,47,0,0,0,71.316237066665792,-66.503019683019062,142.37754918428047,328,3,7.5833425419368679,null,45,"","","",0]
["2015-01-23T02:00:00",-14,50,0,0,0,47.733670244074659,-70.369912160214909,-179.88881258064134,294,3,7.5810449452198272,null,45,"","","",0]
["2015-01-23T03:00:00",-14.7,53,0,0,0,61.981757239611738,-66.465413059109196,-142.21576997799278,45,2,7.5787473356263835,null,45,"","","",0]
["2015-01-23T04:00:00",-15.8,57,0,0,0,57.70226998802201,-57.522579244260108,-118.48283191232963,215,2,7.5764497143385761,null,45,"","","",0]
["2015-01-23T05:00:00",-17.100000000000001,63,0,0,0,56.714955058265815,-46.654047570862986,-103.60817944086091,144,2,7.5741520825384336,null,45,"","","",0]
["2015-01-23T06:00:00",-18.3,67,0,0,0,63.178209598701329,-35.142252416503119,-92.683423176814415,139,2,7.5718544414079858,null,45,"","","",0]
["2015-01-23T07:00:00",-19.2,72,5.5555555555555554,2.7777777777777777,5.5555555555555554,65.817443873097403,-23.52150376892255,-83.413893162017644,278,2,7.569556792129295,null,985,"",20,"",5.5555555555555554]
["2015-01-23T08:00:00",-19.600000000000001,74,47.222222222222221,30.555555555555554,41.666666666666664,55.335193855726885,-12.105127746095505,-74.634908009150166,226,2,7.5672591358844006,null,385,"",20,"",47.222222222222221]
["2015-01-23T09:00:00",-19.5,74,91.666666666666671,33.333333333333336,83.333333333333329,59.705099377864059,-1.1662440941637879,-65.603721738172538,67,1,7.5649614738553481,null,385,"",20,"",91.666666666666671]
["2015-01-23T10:00:00",-19,71,136.11111111111111,44.444444444444443,119.44444444444444,54.561200264654929,8.9783204028121997,-55.720630323884244,351,1,7.5626638072242054,null,145,"",20,"",136.11111111111111]
["2015-01-23T11:00:00",-18.100000000000001,67,161.11111111111111,47.222222222222221,141.66666666666666,66.929898540992014,17.909474861599168,-44.437990246519149,341,1,7.5603661371730171,null,145,"",20,"",161.11111111111111]
["2015-01-23T12:00:00",-16.7,62,150,36.111111111111107,133.33333333333334,68.241448449083407,25.067459785667598,-31.319112500570924,170,1,7.5580684648838519,null,145,"",20,"",150]
["2015-01-23T13:00:00",-14.9,55,122.22222222222221,25,111.11111111111111,47.199592005158962,29.779080170164306,-16.285233919413589,194,1,7.5557707915387686,null,445,"",20,"",122.22222222222221]
["2015-01-23T14:00:00",-12.8,49,91.666666666666671,22.222222222222221,83.333333333333329,59.503394605303754,31.430046261938848,4.3775883102177796E-2,162,1,7.5534731183198236,null,145,"",20,"",91.666666666666671]
["2015-01-23T15:00:00",-10.199999999999999,44,50,16.666666666666668,47.222222222222221,61.066444620498771,29.761793615125352,16.368962727078024,22,3,7.5511754464090792,null,145,"",20,"",50]
["2015-01-23T16:00:00",-8.3000000000000007,41,16.666666666666668,30.555555555555554,13.888888888888889,56.986358329446773,25.035462050606355,31.393628889877217,82,3,7.5488777769885962,null,145,"",20,"",16.666666666666668]
["2015-01-23T17:00:00",-8.6,40,0,0,0,63.724454470892567,17.866397763021137,44.502126219691945,170,3,7.5465801112404334,null,445,"",20,"",0]
["2015-01-23T18:00:00",-9.5,39,0,0,0,57.964418288133572,8.9274930879254786,55.776055595147994,27,3,7.544282450346647,null,1105,"",20,"",0]
["2015-01-23T19:00:00",-10.7,40,0,0,0,73.010584007480247,-1.2222560810105401,65.653165625022211,135,3,7.5419847954892942,null,1105,"",20,"",0]
["2015-01-23T20:00:00",-12,41,0,0,0,72.720068322325574,-12.164428042520994,74.681382705911247,98,3,7.5396871478504215,null,505,"",20,"",0]
["2015-01-23T21:00:00",-13.3,43,0,0,0,60.507973725211514,-23.582592429357234,83.460802634219874,22,3,7.5373895086120752,null,505,"",20,"",0]
["2015-01-23T22:00:00",-14.4,45,0,0,0,67.158414591552713,-35.203675260856407,92.73544448210977,272,3,7.5350918789563082,null,445,"",20,"",0]
["2015-01-23T23:00:00",-15.2,47,0,0,0,56.029746622488062,-46.713804668941648,103.673532674703,263,3,7.532794260065149,null,445,"","","",0]
["2015-01-24",-16,48,0,0,0,61.930053159379725,-57.576603268655937,118.57899525150434,171,3,7.5304966531206343,null,45,"","","",0]
["2015-01-24T01:00:00",-16.7,51,0,0,0,60.241448449083407,-66.268123718543848,142.54663114933427,256,3,7.5281990593047921,null,45,"","","",0]
["2015-01-24T02:00:00",-17.5,52,0,0,0,69.195598968645925,-70.132719149722064,179.93602443710043,132,3,7.5259014797996384,null,45,"","","",0]
["2015-01-24T03:00:00",-18.399999999999999,56,0,0,0,53.803028165627609,-66.289834390049975,-142.64028504290425,0,0,7.5236039157871843,null,45,"","","",0]
["2015-01-24T04:00:00",-19.5,59,0,0,0,46.705099377864059,-57.401006213682273,-118.87715932316759,344,0,7.5213063684494434,null,45,"","","",0]
["2015-01-24T05:00:00",-20.5,63,0,0,0,46.025686368176622,-46.558580562591885,-103.93576650997613,3,0,7.5190088389684027,null,45,"","","",0]
["2015-01-24T06:00:00",-21.5,66,0,0,0,56.389704779998169,-35.055553954932243,-92.96280082015619,344,0,7.5167113285260516,null,45,"","","",0]
["2015-01-24T07:00:00",-22.2,69,5.5555555555555554,2.7777777777777777,5.5555555555555554,57.870175565594963,-23.433122018809659,-83.662394824152045,338,0,7.5144138383043702,null,985,"",20,"",5.5555555555555554]
["2015-01-24T08:00:00",-22.5,69,50,33.333333333333336,44.444444444444443,59.796811487608693,-12.007686221771888,-74.864171682326571,167,0,7.5121163694853141,null,385,"",20,"",50]
["2015-01-24T09:00:00",-22.1,67,111.11111111111111,58.333333333333329,94.444444444444443,54.228820112506668,-1.0535785779722864,-65.820718586195639,292,1,7.5098189232508554,null,385,"",20,"",111.11111111111111]
["2015-01-24T10:00:00",-20.6,63,186.11111111111111,108.33333333333333,144.44444444444443,62.660139467630501,9.1119210774214299,-55.927938171092642,89,1,7.5075215007829295,null,145,"",20,"",186.11111111111111]
["2015-01-24T11:00:00",-18.2,56,255.55555555555554,183.33333333333334,175,46.553832941533557,18.069142488251163,-44.632626086022221,307,1,7.5052241032634628,null,145,"",20,"",255.55555555555554]
["2015-01-24T12:00:00",-15.3,50,219.44444444444443,108.33333333333333,169.44444444444443,51.640704081640479,25.256448072426906,-31.490440639351064,348,1,7.5029267318743846,null,145,"",20,"",219.44444444444443]
["2015-01-24T13:00:00",-12.2,42,152.77777777777777,50,133.33333333333334,56.913122825671451,29.996161257543445,-16.414904125745593,134,1,7.5006293877975923,null,445,"",20,"",152.77777777777777]
["2015-01-24T14:00:00",-9.5,35,136.11111111111111,72.222222222222214,111.11111111111111,64.964418288133572,31.667266890101867,-2.5544975182389584E-2,12,1,7.4983320722149776,null,145,"",20,"",136.11111111111111]
["2015-01-24T15:00:00",-7.4,31,91.666666666666671,88.888888888888886,72.222222222222214,64.797881455033973,30.006246360085086,16.366062542440677,247,2,7.4960347863084245,null,145,"",20,"",91.666666666666671]
["2015-01-24T16:00:00",-6.5,29,33.333333333333336,194.44444444444443,22.222222222222221,77.648326719719876,25.275105374511647,31.44700866363106,130,2,7.4937375312597903,null,145,"",20,"",33.333333333333336]
["2015-01-24T17:00:00",-6.9,29,0,0,0,51.93219562670896,18.094243418465108,44.595274662517127,190,2,7.4914403082509136,null,445,"",20,"",0]
["2015-01-24T18:00:00",-7.9,31,0,0,0,62.675580273377705,9.1415198281532319,55.89567528611164,20,2,7.489143118463633,null,1105,"",20,"",0]
["2015-01-24T19:00:00",-9.1999999999999993,34,0,0,0,56.21349415920389,-1.0209780668688735,65.791938920091297,23,2,7.486845963079757,null,1105,"",20,"",0]
["2015-01-24T20:00:00",-10.8,37,0,0,0,54.600819292769756,-11.973188559778274,74.837110485251657,165,2,7.4845488432810798,null,505,"",20,"",0]
["2015-01-24T21:00:00",-12.4,41,0,0,0,49.108030600065206,-23.3976016831995,83.635062121564744,0,0,7.4822517602493805,null,505,"",20,"",0]
["2015-01-24T22:00:00",-13.8,45,0,0,0,52.524038348234171,-35.01986154738271,92.932467278188724,49,0,7.4799547151664099,null,445,"",20,"",0]
["2015-01-24T23:00:00",-15,48,0,0,0,55.809190233092693,-46.52388995866599,103.89765050591299,272,0,7.4776577092139069,null,445,"","","",0]
["2015-01-25",-16,51,0,0,0,47.930053159379725,-57.369702065983766,118.82116501826613,135,0,7.4753607435735958,null,45,"","","",0]
["2015-01-25T01:00:00",-17,54,0,0,0,58.095908412815874,-66.029405074571301,142.72603161083848,199,0,7.473063819427165,null,45,"","","",0]
["2015-01-25T02:00:00",-17.899999999999999,57,0,0,0,50.683357897940112,-69.889493217231774,179.77340474505863,247,0,7.4707669379562942,null,45,"","","",0]
[{"$f":"A583+1/24","v":"2015-01-25T03:00:00"},-18.8,61,0,0,0,59.306714598321463,-66.10655858915699,-143.05976433073604,0,0,7.4684701003426373,null,45,"","","",0]
["2015-01-25T04:00:00",-19.7,64,0,0,0,52.96572574644847,-57.272011236066625,-119.2728648853745,53,0,7.4661733077678187,null,45,"","","",0]
["2015-01-25T05:00:00",-20.6,68,0,0,0,58.660139467630501,-46.456291854596195,-104.26640530157601,18,0,7.4638765614134526,null,45,"","","",0]
["2015-01-25T06:00:00",-21.3,70,0,0,0,45.113443073543181,-34.962449214798674,-93.245410292848874,128,0,7.4615798624611243,null,45,"","","",0]
["2015-01-25T07:00:00",-21.8,72,11.111111111111111,11.111111111111111,11.111111111111111,55.307328097841747,-23.338562434858371,-83.913942899624473,112,0,7.4592832120923873,null,985,"",20,"",11.111111111111111]
["2015-01-25T08:00:00",-22,72,77.777777777777771,122.22222222222221,58.333333333333329,48.587893489031075,-11.904157271476894,-75.096208996519266,164,0,7.4569866114887775,null,385,"",20,"",77.777777777777771]
["2015-01-25T09:00:00",-21.9,70,241.66666666666666,572.22222222222217,72.222222222222214,61.947396036865115,-0.93481565864524174,-66.040169787898449,0,0,7.4546900618318093,null,385,"",20,"",241.66666666666666]
["2015-01-25T10:00:00",-20.3,65,361.11111111111109,736.11111111111109,75,49.758083452420237,9.2516995878496964,-56.137286806145561,97,0,7.4523935643029544,null,145,"",20,"",361.11111111111109]
["2015-01-25T11:00:00",-17.3,57,419.44444444444446,761.11111111111109,80.555555555555557,55.954386244265351,18.235101029747511,-44.828680646484116,355,0,7.4500971200836776,null,145,"",20,"",419.44444444444446]
["2015-01-25T12:00:00",-13.5,50,488.88888888888886,955.55555555555554,55.555555555555557,62.713023788797727,25.451801694829076,-31.662179257597582,105,0,7.4478007303554081,null,145,"",20,"",488.88888888888886]
["2015-01-25T13:00:00",-9.5,42,422.22222222222223,866.66666666666663,61.111111111111107,48.964418288133572,30.219511703274151,-16.543436938990158,259,0,7.4455043962995404,null,445,"",20,"",422.22222222222223]
["2015-01-25T14:00:00",-5.9,34,258.33333333333331,466.66666666666663,102.77777777777777,72.237044011565217,31.910329129006357,-9.1780742207863766E-2,300,0,7.443208119097446,null,145,"",20,"",258.33333333333331]
["2015-01-25T15:00:00",-3.4,29,127.77777777777777,227.77777777777777,77.777777777777771,66.212569979658952,30.255738007438605,16.368018852503663,202,1,7.4409118999304757,null,145,"",20,"",127.77777777777777]
["2015-01-25T16:00:00",-2.5,26,30.555555555555554,125,22.222222222222221,67.239209932107656,25.518781233595472,31.506322870115451,307,1,7.4386157399799311,null,145,"",20,"",30.555555555555554]
["2015-01-25T17:00:00",-3,25,0,0,0,58.997220879750103,18.325151898507798,44.694756726848951,182,1,7.4363196404271052,null,445,"",20,"",0]
["2015-01-25T18:00:00",-4.3,26,0,0,0,70.226032673916961,9.3578194003147566,56.021665662967223,175,1,7.4340236024532445,null,1105,"",20,"",0]
["2015-01-25T19:00:00",-6,28,0,0,0,52.804378352014226,-0.81799808167040367,65.93703721157469,161,1,7.4317276272395585,null,1105,"",20,"",0]
["2015-01-25T20:00:00",-7.9,31,0,0,0,72.675580273377705,-11.780603220334052,74.999199065914993,286,1,7.4294317159672527,null,505,"",20,"",0]
["2015-01-25T21:00:00",-9.6999999999999993,35,0,0,0,59.13406641429998,-23.211410788751913,83.815893288932273,247,1,7.4271358698174712,null,505,"",20,"",0]
["2015-01-25T22:00:00",-11.1,39,0,0,0,49.374333535869766,-34.834763414871723,93.13651595662715,222,1,7.4248400899713305,null,445,"",20,"",0]
["2015-01-25T23:00:00",-12,42,0,0,0,64.720068322325574,-46.332314114323964,104.12954511887168,161,1,7.4225443776099285,null,445,"","","",0]
["2015-01-26",-12.7,46,0,0,0,63.903860933584042,-57.160348427359622,119.07214979548898,174,1,7.4202487339143097,null,45,"","","",0]
["2015-01-26T01:00:00",-13.2,49,0,0,0,64.906137646429272,-65.786930340396097,142.91535181563023,277,1,7.4179531600654842,null,45,"","","",0]
["2015-01-26T02:00:00",-13.6,51,0,0,0,59.316237066665792,-69.640364534843599,179.62314003017255,130,1,7.4156576572444495,null,45,"","","",0]
["2015-01-26T03:00:00",-13.9,54,0,0,0,57.128625645815248,-65.915673401765375,-143.47375972184082,225,1,7.4133622266321364,null,45,"","","",0]
["2015-01-26T04:00:00",-14.3,56,0,0,0,65.55154431641148,-57.13561404932107,-119.6695290132331,286,1,7.4110668694094564,null,45,"","","",0]
["2015-01-26T05:00:00",-14.7,56,0,0,0,53.981757239611738,-46.347182188996683,-104.59981132983647,37,1,7.4087715867572816,null,45,"","","",0]
["2015-01-26T06:00:00",-15.1,57,0,0,0,68.419241889276464,-34.862941168367378,-93.531049622472281,271,1,7.406476379856433,null,45,"","","",0]
["2015-01-26T07:00:00",-15.3,56,11.111111111111111,11.111111111111111,11.111111111111111,62.640704081640479,-23.237837562365609,-84.168383377710057,279,1,7.4041812498877126,null,985,"",20,"",11.111111111111111]
["2015-01-26T08:00:00",-15.4,55,119.44444444444444,422.22222222222223,50,56.25211391578398,-11.794565843200182,-75.33089646106697,109,1,7.4018861980318711,null,385,"",20,"",119.44444444444444]
["2015-01-26T09:00:00",-13.1,52,269.44444444444446,708.33333333333337,58.333333333333329,55.304761341171172,-0.80999384261416463,-66.261973923922582,315,2,7.3995912254696163,null,385,"",20,"",269.44444444444446]
["2015-01-26T10:00:00",-10.199999999999999,48,369.44444444444446,752.77777777777771,72.222222222222214,68.066444620498771,9.3976037223475331,-56.34859312703329,66,2,7.3972963333816208,null,145,"",20,"",369.44444444444446]
["2015-01-26T11:00:00",-8,44,372.22222222222223,538.88888888888891,130.55555555555554,66.252557620135349,18.407285464721056,-45.026087152852554,199,2,7.3950015229485162,null,145,"",20,"",372.22222222222223]
["2015-01-26T12:00:00",-6.2,39,494.44444444444446,958.33333333333326,55.555555555555557,65.940503456005331,25.653444630692622,-31.83427399063153,331,2,7.3927067953508896,null,145,"",20,"",494.44444444444446]
["2015-01-26T13:00:00",-4.8,35,286.11111111111109,305.55555555555554,158.33333333333334,59.028519659544145,30.449045880252289,-16.670781312267113,11,2,7.3904121517692856,null,445,"",20,"",286.11111111111109]
["2015-01-26T14:00:00",-3.6,32,286.11111111111109,611.11111111111109,80.555555555555557,60.323216559644322,32.159136884489321,-0.15487523143073822,290,2,7.3881175933842096,null,145,"",20,"",286.11111111111109]
["2015-01-26T15:00:00",-2.4,30,200,722.22222222222217,41.666666666666664,71.689101478127725,30.51016095823962,16.374886386056726,337,6,7.3858231213761147,null,145,"",20,"",200]
["2015-01-26T16:00:00",-1.6,30,44.444444444444443,322.22222222222223,22.222222222222221,63.306220575932116,25.766374247877231,31.57160706795333,237,6,7.3835287369254141,null,145,"",20,"",44.444444444444443]
["2015-01-26T17:00:00",-1.9,31,0,0,0,68.94604814624023,18.559007745163271,44.800578559858693,331,6,7.3812344412124853,null,445,"",20,"",0]
["2015-01-26T18:00:00",-2.8,33,0,0,0,65.892524237394184,9.5762833768051401,56.154004074306393,260,6,7.3789402354176419,null,1105,"",20,"",0]
["2015-01-26T19:00:00",-3.9,36,0,0,0,72.992893210252703,-0.61341307084622754,66.088413263271264,225,6,7.3766461207211655,null,1105,"",20,"",0]
["2015-01-26T20:00:00",-5.2,38,0,0,0,54.279330863034545,-11.586755288725175,75.167579124787878,16,6,7.3743520983032864,null,505,"",20,"",0]
["2015-01-26T21:00:00",-6.4,40,0,0,0,62.078568035002718,-23.024088511594176,84.003203100861157,22,2,7.372058169344184,null,505,"",20,"",0]
["2015-01-26T22:00:00",-7.4,41,0,0,0,59.797881455033973,-34.648435339899244,93.347465608383658,244,2,7.3697643350239908,null,445,"",20,"",0]
["2015-01-26T23:00:00",-8.1999999999999993,42,0,0,0,48.407947008849987,-46.13911951750687,104.3690395086869,235,2,7.3674705965228018,null,445,"","","",0]
["2015-01-27",-8.8000000000000007,43,0,0,0,62.885566779871908,-56.948581698605409,119.33167845898105,187,2,7.3651769550206421,null,45,"","","",0]
["2015-01-27T01:00:00",-9.4,44,0,0,0,56.380303478271458,-65.540764326549748,143.11419350097592,105,2,7.3628834116975099,null,45,"","","",0]
["2015-01-27T02:00:00",-9.9,47,0,0,0,62.305603491690249,-69.385462810430198,179.48501734118935,147,2,7.3605899677333344,null,45,"","","",0]
["2015-01-27T03:00:00",-10.5,50,0,0,0,51.831519772756167,-65.717273185638049,-143.88185737759082,90,1,7.358296624307993,null,45,"","","",0]
["2015-01-27T04:00:00",-11.1,55,0,0,0,46.374333535869766,-56.991841846284679,-120.06674164150327,229,1,7.3560033826013349,null,45,"","","",0]
["2015-01-27T05:00:00",-11.7,62,0,0,0,49.933967667761635,-46.231258499629284,-104.93570248897116,47,1,7.3537102437931336,null,45,"","","",0]
["2015-01-27T06:00:00",-12.2,68,0,0,0,68.913122825671451,-34.757038069366224,-93.819517901810471,282,1,7.3514172090631114,null,45,"","","",0]
["2015-01-27T07:00:00",-12.4,73,8.3333333333333339,5.5555555555555554,8.3333333333333339,58.108030600065206,-23.130964647002301,-84.425563249687343,166,1,7.3491242795909519,null,985,"",20,"",8.3333333333333339]
["2015-01-27T08:00:00",-12.2,78,77.777777777777771,111.11111111111111,58.333333333333329,60.913122825671451,-11.678941167203574,-75.568111819559149,328,1,7.3468314565562691,null,385,"",20,"",77.777777777777771]
["2015-01-27T09:00:00",-11.6,79,147.22222222222223,122.22222222222221,111.11111111111111,51.339530498533634,-0.67915556234927787,-66.486031137868721,45,2,7.3445387411386278,null,385,"",20,"",147.22222222222223]
["2015-01-27T10:00:00",-10.4,77,325,530.55555555555554,113.88888888888889,48.242691537877704,9.5495776999991033,-56.561775975462616,263,2,7.3422461345175458,null,145,"",20,"",325]
["2015-01-27T11:00:00",-8.9,73,211.11111111111111,94.444444444444443,169.44444444444443,68.466836318971502,18.585627606174455,-45.224781164319701,264,2,7.3399536378724699,null,145,"",20,"",211.11111111111111]
["2015-01-27T12:00:00",-7.5,68,230.55555555555557,116.66666666666666,177.77777777777777,55.372461625895426,25.861298170575672,-32.006673072841195,211,2,7.3376612523827998,null,145,"",20,"",230.55555555555557]
["2015-01-27T13:00:00",-6.4,62,283.33333333333331,286.11111111111109,161.11111111111111,58.078568035002718,30.684675998004675,-16.796888688629789,199,2,7.3353689792278756,null,445,"",20,"",283.33333333333331]
["2015-01-27T14:00:00",-5.9,58,244.44444444444443,366.66666666666669,119.44444444444444,56.237044011565217,32.413592366847396,-0.21477429972227652,343,2,7.3330768195869807,null,145,"",20,"",244.44444444444443]
["2015-01-27T15:00:00",-6.3,55,75,41.666666666666664,66.666666666666671,50.509293492743893,30.769406334156091,16.386717935987647,337,5,7.330784774639338,null,145,"",20,"",75]
["2015-01-27T16:00:00",-7.5,55,30.555555555555554,88.888888888888886,25,50.372461625895426,26.017768300959762,31.642894388301833,186,5,7.3284928455641163,null,145,"",20,"",30.555555555555554]
["2015-01-27T17:00:00",-9.1,58,0,0,0,63.630800368092594,18.795695473475241,44.912743360801116,70,5,7.326201033540416,null,445,"",20,"",0]
["2015-01-27T18:00:00",-10.7,62,0,0,0,50.010584007480247,9.7968040360831843,56.292664737184062,207,5,7.3239093397472814,null,1105,"",20,"",0]
[{"$f":"A647+1/24","v":"2015-01-27T19:00:00"},-11.9,67,0,0,0,60.124236935302747,-0.40731864197100764,66.246016801892281,93,5,7.3216177653637056,null,1105,"",20,"",0]
["2015-01-27T20:00:00",-12.3,71,0,0,0,59.51034523152066,-11.391726205909837,75.342178517302486,42,5,7.319326311568604,null,505,"",20,"",0]
["2015-01-27T21:00:00",-11.8,75,0,0,0,63.528869931922259,-22.835701456871984,84.196895934328893,22,3,7.31703497954084,null,505,"",20,"",0]
["2015-01-27T22:00:00",-11.6,77,0,0,0,51.339530498533634,-34.460929453745763,93.565188956536616,97,3,7.3147437704592146,null,445,"",20,"",0]
["2015-01-27T23:00:00",-12,78,0,0,0,67.720068322325574,-45.944346208995022,104.61595460132685,229,3,7.3124526855024543,null,445,"","","",0]
["2015-01-28",-12.9,79,0,0,0,58.103389466596468,-56.734439153232323,119.59947877708321,359,3,7.3101617258492393,null,45,"","","",0]
["2015-01-28T01:00:00",-13.9,78,0,0,0,59.128625645815248,-65.290970193397641,143.32215973459856,73,3,7.307870892678177,null,45,"","","",0]
["2015-01-28T02:00:00",-15.1,78,0,0,0,58.419241889276464,-69.124917142725707,179.3588017614305,117,3,7.3055801871678021,null,45,"","","",0]
["2015-01-28T03:00:00",-16.3,79,0,0,0,43.775101458218444,-65.511458532738132,-144.28367797466166,0,0,7.3032896104965941,null,45,"","","",0]
["2015-01-28T04:00:00",-17.3,81,0,0,0,43.954386244265351,-56.840729184553958,-120.46410333958656,181,0,7.3009991638429659,null,45,"","","",0]
["2015-01-28T05:00:00",-18.2,83,0,0,0,52.553832941533557,-46.108533910247218,-105.27379970409358,58,0,7.2987088483852514,null,45,"","","",0]
["2015-01-28T06:00:00",-18.899999999999999,85,0,0,0,53.933737515783861,-34.644753454505796,-94.110615666821346,132,0,7.2964186653017347,null,45,"","","",0]
["2015-01-28T07:00:00",-19.3,86,11.111111111111111,11.111111111111111,11.111111111111111,56.446224041246268,-23.01796562207516,-84.685330749208177,135,0,7.2941286157706227,null,985,"",20,"",11.111111111111111]
["2015-01-28T08:00:00",-19.399999999999999,86,97.222222222222229,205.55555555555554,61.111111111111107,43.07544265795886,-11.557316727408001,-75.807734212804576,263,0,7.2918387009700467,null,385,"",20,"",97.222222222222229]
["2015-01-28T09:00:00",-19.100000000000001,84,263.88888888888891,655.55555555555554,63.888888888888886,51.189102499019185,-0.54234713412519331,-66.712243250232305,0,0,7.2895489220780867,null,385,"",20,"",263.88888888888891]
["2015-01-28T10:00:00",-18.100000000000001,77,372.22222222222223,738.88888888888891,75,65.929898540992014,9.7075622232403411,-56.776756217719281,167,0,7.2872592802727327,null,145,"",20,"",372.22222222222223]
["2015-01-28T11:00:00",-16.399999999999999,69,447.22222222222223,813.88888888888891,75,63.391015769940225,18.770056161058889,-45.424700634013384,96,0,7.2849697767319146,null,145,"",20,"",447.22222222222223]
["2015-01-28T12:00:00",-14.1,61,416.66666666666663,672.22222222222217,102.77777777777777,59.339171790293335,26.07528098264558,-32.179327385006559,176,0,7.2826804126334981,null,145,"",20,"",416.66666666666663]
["2015-01-28T13:00:00",-11.4,52,441.66666666666663,888.88888888888891,61.111111111111107,64.152052868408987,30.926312172586162,-16.921713034856317,327,0,7.2803911891552637,null,445,"",20,"",441.66666666666663]
["2015-01-28T14:00:00",-8.1999999999999993,45,363.88888888888886,913.88888888888891,47.222222222222221,53.407947008849987,32.673596164262861,-0.27142586178298983,118,0,7.2781021074749166,null,145,"",20,"",363.88888888888886]
["2015-01-28T15:00:00",-4.8,39,213.88888888888889,763.88888888888891,41.666666666666664,49.028519659544145,31.033364053901156,16.403564349592084,157,5,7.2758131687701146,null,145,"",20,"",213.88888888888889]
["2015-01-28T16:00:00",-2.4,36,50,330.55555555555554,25,49.689101478127725,26.272846622721904,31.72021551944502,5,5,7.2735243742184155,null,145,"",20,"",50]
["2015-01-28T17:00:00",-2.8,35,0,0,0,49.892524237394184,19.035099658271978,45.031251377148692,192,5,7.2712357249973074,null,445,"",20,"",0]
["2015-01-28T18:00:00",-3.8,37,0,0,0,61.435840578234718,10.019274443838849,56.437618761033328,324,5,7.2689472222842193,null,1105,"",20,"",0]
["2015-01-28T19:00:00",-5.2,39,0,0,0,64.279330863034545,-0.19980899957077319,66.409794571267653,160,5,7.2666588672564858,null,1105,"",20,"",0]
["2015-01-28T20:00:00",-6.8,42,0,0,0,59.360504000049957,-11.195595547787452,75.522922358293258,141,5,7.2643706610913732,null,505,"",20,"",0]
["2015-01-28T21:00:00",-8.3000000000000007,46,0,0,0,72.986358329446773,-22.646314057307187,84.396873684070357,180,1,7.262082604966082,null,505,"",20,"",0]
["2015-01-28T22:00:00",-9.6,49,0,0,0,65.549006053045275,-34.272295565760992,93.789556491134633,256,1,7.2597947000577143,null,445,"",20,"",0]
["2015-01-28T23:00:00",-10.6,52,0,0,0,61.420817381738857,-45.748031955205732,104.87010944373445,353,1,7.2575069475433098,null,445,"","","",0]
["2015-01-29",-11.4,55,0,0,0,60.152052868408987,-56.517956107621941,119.87527775087621,226,1,7.2552193485998284,null,45,"","","",0]
["2015-01-29T01:00:00",-12.2,58,0,0,0,69.913122825671451,-65.037609580418462,143.53885568166402,230,1,7.2529319044041376,null,45,"","","",0]
["2015-01-29T02:00:00",-12.8,60,0,0,0,69.503394605303754,-68.858855898495619,179.24423897058941,235,1,7.2506446161330462,null,45,"","","",0]
["2015-01-29T03:00:00",-13.4,64,0,0,0,45.110269223846501,-65.298335883655938,-144.67887669680238,0,0,7.2483574849632717,null,45,"","","",0]
["2015-01-29T04:00:00",-14,67,0,0,0,44.733670244074659,-56.682317872840642,-120.86122634505935,66,0,7.2460705120714453,null,45,"","","",0]
["2015-01-29T05:00:00",-14.6,71,0,0,0,54.373521405123569,-45.979027716538383,-105.61382756163202,43,0,7.2437836986341253,null,45,"","","",0]
["2015-01-29T06:00:00",-15.1,73,0,0,0,58.419241889276464,-34.526106134038123,-94.404145265658997,28,0,7.2414970458277859,null,45,"","","",0]
["2015-01-29T07:00:00",-15.4,76,2.7777777777777777,0,2.7777777777777777,54.25211391578398,-22.898867087888632,-84.947535586226905,170,0,7.2392105548288184,null,985,"",20,"",2.7777777777777777]
["2015-01-29T08:00:00",-15.5,75,33.333333333333336,8.3333333333333339,30.555555555555554,58.863975774103892,-11.42973022691042,-76.049644336096819,186,0,7.2369242268135308,null,385,"",20,"",33.333333333333336]
["2015-01-29T09:00:00",-15.4,73,94.444444444444443,30.555555555555554,86.111111111111114,52.25211391578398,-0.39961871145805616,-66.940513867017486,0,0,7.2346380629581484,null,385,"",20,"",94.444444444444443]
["2015-01-29T10:00:00",-14.1,68,130.55555555555557,33.333333333333336,116.66666666666666,64.339171790293335,9.8714945334180619,-56.993456820615968,158,0,7.2323520644388077,null,145,"",20,"",130.55555555555557]
["2015-01-29T11:00:00",-11.4,61,125,19.444444444444443,116.66666666666666,69.152052868408987,18.960496791778969,-45.625785964406909,30,0,7.230066232431561,null,145,"",20,"",125]
["2015-01-29T12:00:00",-7.9,54,105.55555555555556,11.111111111111111,100,46.675580273377705,26.295309178556309,-32.35219049826523,54,0,7.2277805681123866,null,145,"",20,"",105.55555555555556]
["2015-01-29T13:00:00",-4,47,94.444444444444443,11.111111111111111,88.888888888888886,58.550439102089172,31.173862496817137,-17.045210872679078,124,0,7.2254950726571581,null,445,"",20,"",94.444444444444443]
["2015-01-29T14:00:00",0,40,80.555555555555557,11.111111111111111,77.777777777777771,62.636979182266941,32.939047316061803,-0.32477990234007664,38,0,7.2232097472416745,null,145,"",20,"",80.555555555555557]
["2015-01-29T15:00:00",3.7,35,58.333333333333329,16.666666666666668,55.555555555555557,59.089674614169439,31.301922909117003,16.425474520300835,157,1,7.220924593041647,null,145,"",20,"",58.333333333333329]
["2015-01-29T16:00:00",5.8,33,25,36.111111111111107,22.222222222222221,59.311634802301171,26.531491871202082,31.803598692141204,111,1,7.2186396112326836,null,145,"",20,"",25]
["2015-01-29T17:00:00",5,33,0,0,0,72.390214245441655,19.277105019586976,45.156099901754089,295,1,7.2163548029903337,null,445,"",20,"",0]
["2015-01-29T18:00:00",3.1,34,0,0,0,55.211508868896487,10.243588531982464,56.588834172816057,65,1,7.2140701694900304,null,1105,"",20,"",0]
["2015-01-29T19:00:00",0.4,37,0,0,0,77.489915564463786,9.0231170397583951E-3,66.579690387271029,186,1,7.2117857119071207,null,1105,"",20,"",0]
["2015-01-29T20:00:00",-2.4,40,0,0,0,53.689101478127725,-10.998440987366761,75.70973310239043,247,1,7.2095014314168768,null,505,"",20,"",0]
["2015-01-29T21:00:00",-4.9000000000000004,43,0,0,0,63.590488421346492,-22.455988565155032,84.603035865725118,45,2,7.2072173291944646,null,505,"",20,"",0]
["2015-01-29T22:00:00",-6.7,46,0,0,0,64.789295064964904,-34.082581190609922,94.020436599519897,94,2,7.2049334064149537,null,445,"",20,"",0]
["2015-01-29T23:00:00",-7.8,48,0,0,0,73.099081639486428,-45.550212317912688,105.13132138549142,279,2,7.2026496642533493,null,445,"","","",0]
["2015-01-30",-8.4,50,0,0,0,47.565246920190248,-56.299166037774448,120.15880193470964,242,2,7.2003661038845346,null,45,"","","",0]
["2015-01-30T01:00:00",-8.8000000000000007,52,0,0,0,64.885566779871908,-64.780742735401262,143.763889302531,73,2,7.1980827264833049,null,45,"","","",0]
["2015-01-30T02:00:00",-9,55,0,0,0,51.048580968219369,-68.587406610271231,179.14105768448249,90,2,7.1957995332243785,null,45,"","","",0]
["2015-01-30T03:00:00",-9.4,58,0,0,0,70.380303478271458,-65.078017138199357,-145.06714300037282,22,1,7.1935165252823543,null,45,"","","",0]
["2015-01-30T04:00:00",-10,62,0,0,0,60.892079491092488,-56.516656835246216,-121.25773551122546,183,1,7.1912337038317569,null,45,"","","",0]
["2015-01-30T05:00:00",-10.7,65,0,0,0,55.010584007480247,-45.842765352318253,-105.95551491606358,1,1,7.1889510700470067,null,45,"","","",0]
["2015-01-30T06:00:00",-11.4,69,0,0,0,57.152052868408987,-34.401120171539155,-94.699911217198363,201,1,7.1866686251024214,null,45,"","","",0]
["2015-01-30T07:00:00",-11.9,72,13.888888888888889,22.222222222222221,13.888888888888889,54.124236935302747,-22.773700283375081,-85.212029173682382,27,1,7.1843863701722306,null,985,"",20,"",13.888888888888889]
["2015-01-30T08:00:00",-12.1,72,144.44444444444443,577.77777777777771,41.666666666666664,56.316363737550034,-11.296223547803615,-76.293724590328736,77,1,7.1821043064305616,null,385,"",20,"",144.44444444444443]
["2015-01-30T09:00:00",-11.3,70,305.55555555555554,819.44444444444446,50,59.559013119618669,-0.25102423438988741,-67.170748482775991,0,0,7.1798224350514452,null,385,"",20,"",305.55555555555554]
["2015-01-30T10:00:00",-9.8000000000000007,66,400,813.88888888888891,66.666666666666671,52.719599013326388,10.041308469218439,-57.21180292238774,293,0,7.1775407572088135,null,145,"",20,"",400]
[{"$f":"A711+1/24","v":"2015-01-30T11:00:00"},-8,59,438.88888888888886,766.66666666666663,83.333333333333329,45.252557620135349,19.156872179460173,-45.827980058385876,298,0,7.1752592740764998,null,145,"",20,"",438.88888888888886]
["2015-01-30T12:00:00",-6,51,394.44444444444446,538.88888888888891,138.88888888888889,59.804378352014226,26.521296380180932,-32.525218714726499,156,0,7.1729779868282311,null,145,"",20,"",394.44444444444446]
["2015-01-30T13:00:00",-3.8,43,275,238.88888888888889,172.22222222222223,65.435840578234718,31.427233110726512,-17.16734130752382,223,0,7.1706968966376374,null,445,"",20,"",275]
["2015-01-30T14:00:00",-1.8,36,230.55555555555557,275,133.33333333333334,61.398937848902733,33.209843385695017,-0.37478848623847061,143,0,7.1684160046782566,null,145,"",20,"",230.55555555555557]
["2015-01-30T15:00:00",0.2,31,122.22222222222221,150,86.111111111111114,67.562430580486762,31.574970639632483,16.452495380676492,360,1,7.1661353121235081,null,145,"",20,"",122.22222222222221]
["2015-01-30T16:00:00",1.4,29,41.666666666666664,141.66666666666666,30.555555555555554,66.157948537921072,26.793586213619342,31.893069665589156,52,1,7.1638548201467191,null,145,"",20,"",41.666666666666664]
["2015-01-30T17:00:00",1,28,0,0,0,57.28460181068391,19.521596506698398,45.287283270949679,251,1,7.161574529921114,null,445,"",20,"",0]
["2015-01-30T18:00:00",0,29,0,0,0,60.636979182266941,10.469641175416418,56.746275943324953,98,1,7.1592944426198022,null,1105,"",20,"",0]
["2015-01-30T19:00:00",-1.3,31,0,0,0,55.670908512594224,0.21908649287769874,66.755645193364131,295,1,7.1570145594158054,null,1105,"",20,"",0]
["2015-01-30T20:00:00",-2.7,35,0,0,0,68.340921679905534,-10.800338260548028,75.902530623852783,155,1,7.1547348814820326,null,505,"",20,"",0]
["2015-01-30T21:00:00",-4,38,0,0,0,62.550439102089172,-22.264785048014485,84.815279716763598,22,2,7.1524554099912807,null,505,"",20,"",0]
["2015-01-30T22:00:00",-4.9000000000000004,41,0,0,0,53.590488421346492,-33.891831579233433,94.257695692196805,78,2,7.150176146116249,null,445,"",20,"",0]
["2015-01-30T23:00:00",-5.6,44,0,0,0,74.537958200080652,-45.350920726972731,105.39940625237816,101,2,7.1478970910295301,null,445,"","","",0]
["2015-01-31",-6,47,0,0,0,55.804378352014226,-56.078100697201798,120.4497777380593,82,2,7.145618245903596,null,45,"","","",0]
["2015-01-31T01:00:00",-6.3,50,0,0,0,66.509293492743893,-64.520428642871522,143.99687198508545,201,2,7.1433396119108359,null,45,"","","",0]
["2015-01-31T02:00:00",-6.7,52,0,0,0,61.789295064964904,-68.310695893088621,179.04897196469804,80,2,7.1410611902235095,null,45,"","","",0]
["2015-01-31T03:00:00",-7.2,55,0,0,0,67.650163032997227,-64.850619265421784,-145.4482001716452,0,0,7.1387829820137663,null,45,"","","",0]
["2015-01-31T04:00:00",-7.9,58,0,0,0,45.675580273377705,-56.34380195497328,-121.65326916439538,38,0,7.1365049884536642,null,45,"","","",0]
["2015-01-31T05:00:00",-8.6,60,0,0,0,53.724454470892567,-45.699778340350093,-106.29859546997091,228,0,7.1342272107151317,null,45,"","","",0]
["2015-01-31T06:00:00",-9.4,62,0,0,0,66.380303478271458,-34.269824853148812,-94.997720557595017,37,0,7.131949649969993,null,45,"","","",0]
["2015-01-31T07:00:00",-9.9,62,16.666666666666668,38.888888888888886,13.888888888888889,57.305603491690249,-22.642501050189871,-85.478664846172293,42,0,7.1296723073899724,null,985,"",20,"",16.666666666666668]
["2015-01-31T08:00:00",-10.1,62,113.8888888888889,277.77777777777777,63.888888888888886,45.479026653370681,-11.156842705489714,-76.539859226540727,145,0,7.1273951841466632,null,385,"",20,"",113.8888888888889]
["2015-01-31T09:00:00",-9.6999999999999993,60,308.33333333333331,816.66666666666663,52.777777777777779,63.13406641429998,-9.6621374804471916E-2,-67.40285457784158,0,0,7.1251182814115488,null,385,"",20,"",308.33333333333331]
["2015-01-31T10:00:00",-8.4,57,219.44444444444443,144.44444444444443,161.11111111111111,58.565246920190248,10.216934527789833,-57.431721898413983,99,0,7.122841600356014,null,145,"",20,"",219.44444444444443]
["2015-01-31T11:00:00",-6.4,52,275,188.88888888888889,186.11111111111111,65.078568035002718,19.359102088815156,-46.031228365922914,16,0,7.1205651421513156,null,145,"",20,"",275]
["2015-01-31T12:00:00",-4.0999999999999996,47,275,177.77777777777777,188.88888888888889,62.108477887416825,26.753153787048699,-32.698371104749874,247,0,7.1182889079686014,null,145,"",20,"",275]
["2015-01-31T13:00:00",-1.7,43,236.11111111111111,147.22222222222223,172.22222222222223,67.852328535693118,31.686328272069336,-17.288066054837234,253,0,7.1160128989789042,null,445,"",20,"",236.11111111111111]
["2015-01-31T14:00:00",0.3,41,163.88888888888889,94.444444444444443,130.55555555555554,72.025918688251465,33.485880533337237,-0.42140576654021189,153,0,7.1137371163531338,null,145,"",20,"",163.88888888888889]
["2015-01-31T15:00:00",1.7,40,88.888888888888886,55.555555555555557,75,62.56834241109226,31.85239400802169,16.484671896529601,135,3,7.1114615612620895,null,145,"",20,"",88.888888888888886]
["2015-01-31T16:00:00",2.2000000000000002,43,25,27.777777777777779,22.222222222222221,61.929283684026927,27.059011406483553,31.988651713880341,142,3,7.1091862348764607,null,145,"",20,"",25]
["2015-01-31T17:00:00",2.2999999999999998,48,0,0,0,75.403018029853797,19.768459380744108,45.424792863499555,0,3,7.1069111383668044,null,445,"",20,"",0]
["2015-01-31T18:00:00",1.9,53,0,0,0,74.511174326858907,10.697328266552647,56.909906014560065,249,3,7.1046362729035684,null,1105,"",20,"",0]
["2015-01-31T19:00:00",0.7,59,0,0,0,59.884962526257198,0.43029149336181377,66.937597116668272,50,3,7.102361639657083,null,1105,"",20,"",0]
["2015-01-31T20:00:00",-0.9,62,0,0,0,48.497533805721503,-10.601361135481369,76.101232295752837,206,3,7.1000872397975465,null,505,"",20,"",0]
["2015-01-31T21:00:00",-2.6,63,0,0,0,59.789816788777671,-22.072761388395275,85.033500295155079,157,2,7.0978130744950558,null,505,"",20,"",0]
["2015-01-31T22:00:00",-4.3,61,0,0,0,53.226032673916961,-33.700089753358441,94.501198324335718,320,2,7.0955391449195764,null,445,"",20,"",0]
["2015-01-31T23:00:00",-6,56,0,0,0,60.804378352014226,-45.150188555802586,105.67417851218283,233,2,7.0932654522409493,null,445,"","","",0]
["2015-02-01",-7.5,50,0,0,0,58.372461625895426,-55.854790235568885,120.74793170970013,258,2,7.0909919976289002,null,45,"","","",0]
["2015-02-01T01:00:00",-9,43,0,0,0,63.048580968219369,-64.256725151134404,144.23741911545071,272,2,7.088718782253034,null,45,"","","",0]
["2015-02-01T02:00:00",-10.4,38,0,0,0,58.242691537877704,-68.028849378660396,178.96768339278069,249,2,7.0864458072828196,null,45,"","","",0]
["2015-02-01T03:00:00",-11.7,34,0,0,0,73.933967667761635,-64.61626391610335,-145.82180469510894,225,1,7.0841730738876203,null,45,"","","",0]
["2015-02-01T04:00:00",-12.9,33,0,0,0,65.103389466596468,-56.163815899107327,-122.04747986767624,185,1,7.0819005832366662,null,45,"","","",0]
["2015-02-01T05:00:00",-14,33,0,0,0,73.733670244074659,-45.550104228331229,-106.64280832468926,186,1,7.0796283364990567,null,45,"","","",0]
["2015-02-01T06:00:00",-14.8,36,0,0,0,63.590447556833681,-34.132254646550642,-95.297383173505892,262,1,7.0773563348437714,null,45,"","","",0]
["2015-02-01T07:00:00",-15.4,38,13.888888888888889,22.222222222222221,13.888888888888889,72.25211391578398,-22.505309789494206,-85.747298069909064,126,1,7.0750845794396726,null,985,"",20,"",13.888888888888889]
["2015-02-01T08:00:00",-15.6,40,94.444444444444443,150,66.666666666666671,68.476289305922137,-11.011637797691368,-76.787934483519138,206,1,7.0728130714554753,null,385,"",20,"",94.444444444444443]
["2015-02-01T09:00:00",-14.6,41,172.22222222222223,161.11111111111111,122.22222222222221,65.373521405123569,6.3528522033310081E-2,-67.636741709554514,247,2,7.0705418120597923,null,385,"",20,"",172.22222222222223]
["2015-02-01T10:00:00",-12.9,40,297.22222222222223,350,152.77777777777777,61.103389466596468,10.398299928382176,-57.653143421663323,342,2,7.0682708024210887,null,145,"",20,"",297.22222222222223]
["2015-02-01T11:00:00",-10.9,37,275,183.33333333333334,188.88888888888889,67.191522880533967,19.567103434445794,-46.235478926322536,12,2,7.0660000437076995,null,145,"",20,"",275]
["2015-02-01T12:00:00",-8.8000000000000007,34,288.88888888888886,200,191.66666666666666,64.885566779871908,26.990790244338459,-32.871609540912829,85,2,7.0637295370878554,null,145,"",20,"",288.88888888888886]
["2015-02-01T13:00:00",-6.6,31,291.66666666666669,266.66666666666669,172.22222222222223,77.218569183970374,31.951050426791607,-17.407349464088309,109,2,7.0614592837296328,null,445,"",20,"",291.66666666666669]
["2015-02-01T14:00:00",-4.5999999999999996,28,244.44444444444443,302.77777777777777,133.33333333333334,60.906052404492016,33.767053588005382,-0.46458799075299118,30,2,7.0591892848009801,null,145,"",20,"",244.44444444444443]
["2015-02-01T15:00:00",-2.7,26,172.22222222222223,377.77777777777777,80.555555555555557,73.340921679905534,32.134078873395644,16.522047062001814,292,5,7.0569195414697328,null,145,"",20,"",172.22222222222223]
["2015-02-01T16:00:00",-1.6,26,52.777777777777779,216.66666666666666,33.333333333333336,71.306220575932116,27.327648874751286,32.090365612807332,252,5,7.0546500549035756,null,145,"",20,"",52.777777777777779]
["2015-02-01T17:00:00",-1.9,27,0,0,0,79.94604814624023,20.017579295872313,45.568617100326826,307,5,7.0523808262700616,null,445,"",20,"",0]
["2015-02-01T18:00:00",-2.8,29,0,0,0,71.892524237394184,10.926546787542746,57.079683328109482,147,5,7.0501118567366339,null,1105,"",20,"",0]
["2015-02-01T19:00:00",-4.0999999999999996,32,0,0,0,66.108477887416825,0.64255011732571121,67.125481524479284,110,5,7.0478431474705747,null,1105,"",20,"",0]
["2015-02-01T20:00:00",-5.4,35,0,0,0,59.407668973096463,-10.401581385461181,76.305753068437042,236,5,7.0455746996390474,null,505,"",20,"",0]
["2015-02-01T21:00:00",-6.8,38,0,0,0,62.360504000049957,-21.87997328694502,85.257590575753639,360,4,7.0433065144090801,null,505,"",20,"",0]
["2015-02-01T22:00:00",-7.9,41,0,0,0,63.675580273377705,-33.507396543394712,94.750807313012359,231,4,7.0410385929475536,null,445,"",20,"",0]
["2015-02-01T23:00:00",-8.9,43,0,0,0,61.466836318971502,-44.948045199357324,105.95545143311736,42,4,7.0387709364212316,null,445,"","","",0]
["2015-02-02",-9.8000000000000007,46,0,0,0,65.719599013326388,-55.629263317710183,121.05299080515582,355,4,7.0365035459967329,null,45,"","","",0]
["2015-02-02T01:00:00",-10.6,48,0,0,0,58.420817381738857,-63.98968909739083,144.48515059079986,354,4,7.0342364228405323,null,45,"","","",0]
["2015-02-02T02:00:00",-11.4,50,0,0,0,52.152052868408987,-67.741991665421097,178.89688310595258,254,4,7.0319695681189778,null,45,"","","",0]
[{"$f":"A775+1/24","v":"2015-02-02T03:00:00"},-12.3,52,0,0,0,62.51034523152066,-64.375077040416642,-146.18774545281758,22,1,7.0297029829982742,null,45,"","","",0]
["2015-02-02T04:00:00",-13.3,54,0,0,0,58.507973725211514,-55.976767926190519,-122.44003508912665,335,1,7.0274366686444916,null,45,"","","",0]
["2015-02-02T05:00:00",-14.3,57,0,0,0,69.55154431641148,-45.393786510661258,-106.98789849909512,165,1,7.0251706262235496,null,45,"","","",0]
["2015-02-02T06:00:00",-15.1,58,0,0,0,54.419241889276464,-33.988449150016677,-95.598712120700284,152,1,7.0229048569012464,null,45,"","","",0]
["2015-02-02T07:00:00",-15.8,60,13.888888888888889,22.222222222222221,13.888888888888889,60.70226998802201,-22.362171411674165,-86.017786643301008,59,1,7.0206393618432248,null,985,"",20,"",13.888888888888889]
["2015-02-02T08:00:00",-16,60,75,69.444444444444443,61.111111111111107,57.930053159379725,-10.860662948379707,-77.037838718097618,55,1,7.0183741422149826,null,385,"",20,"",75]
["2015-02-02T09:00:00",-15.4,58,138.88888888888889,80.555555555555557,113.88888888888889,59.25211391578398,0.22936049951610094,-67.872321597293791,22,2,7.0161091991819013,null,385,"",20,"",138.88888888888889]
["2015-02-02T10:00:00",-14.1,55,227.7777777777778,152.77777777777777,163.88888888888889,58.339171790293335,10.585328678323114,-57.875999517773913,27,2,7.0138445339091948,null,145,"",20,"",227.7777777777778]
["2015-02-02T11:00:00",-12.6,50,461.11111111111114,797.22222222222217,80.555555555555557,57.304788805789201,19.780790348418932,-46.440682406009373,307,2,7.0115801475619381,null,145,"",20,"",461.11111111111114]
["2015-02-02T12:00:00",-10.8,45,416.66666666666663,580.55555555555554,133.33333333333334,72.600819292769756,27.234112311283152,-33.044898728699081,336,2,7.0093160413050724,null,145,"",20,"",416.66666666666663]
["2015-02-02T13:00:00",-9,40,450,844.44444444444446,69.444444444444443,64.048580968219369,32.221300279319273,-17.525158540535134,353,2,7.007052216303391,null,445,"",20,"",450]
["2015-02-02T14:00:00",-7.4,35,241.66666666666666,280.55555555555554,138.88888888888889,58.797881455033973,34.053256119101277,-0.5042935053117038,23,2,7.0047886737215324,null,145,"",20,"",241.66666666666666]
["2015-02-02T15:00:00",-6,32,238.88888888888889,794.44444444444446,41.666666666666664,50.804378352014226,32.419910264364979,16.564661895462113,45,5,7.0025254147240066,null,145,"",20,"",238.88888888888889]
["2015-02-02T16:00:00",-5.3,31,50,161.11111111111111,33.333333333333336,73.843255846255943,27.59937978998876,32.198229626903043,335,5,7.0002624404751712,null,145,"",20,"",50]
["2015-02-02T17:00:00",-5.6,31,0,0,0,56.537958200080652,20.268842378891378,45.718741444944449,192,5,6.9979997521392283,null,445,"",20,"",0]
["2015-02-02T18:00:00",-6.4,33,0,0,0,62.078568035002718,11.157194880190049,57.255563854469713,266,5,6.9957373508802441,null,1105,"",20,"",0]
["2015-02-02T19:00:00",-7.5,35,0,0,0,69.372461625895426,0.85577604697164089,67.319231081148089,85,5,6.9934752378621328,null,1105,"",20,"",0]
["2015-02-02T20:00:00",-8.8000000000000007,37,0,0,0,67.885566779871908,-10.20106876531373,76.516005547192833,332,5,6.9912134142486639,null,505,"",20,"",0]
["2015-02-02T21:00:00",-10.199999999999999,40,0,0,0,63.066444620498771,-21.686474269238619,85.487441544388815,22,4,6.9889518812034463,null,505,"",20,"",0]
["2015-02-02T22:00:00",-11.5,42,0,0,0,48.745558780087663,-33.313790629557637,95.006383850295208,141,4,6.9866906398899591,null,445,"",20,"",0]
["2015-02-02T23:00:00",-12.6,44,0,0,0,72.304788805789201,-44.744518154369068,106.24303723519937,93,4,6.9844296914715143,null,445,"","","",0]
["2015-02-03",-13.7,46,0,0,0,58.919908704187321,-55.401547242670794,121.36468263835063,200,4,6.9821690371112712,null,45,"","","",0]
["2015-02-03T01:00:00",-14.7,48,0,0,0,66.981757239611738,-63.719376430451547,144.73969127791108,17,4,6.9799086779722623,null,45,"","","",0]
["2015-02-03T02:00:00",-15.7,52,0,0,0,60.089054160697032,-67.450246282919693,178.83625369342721,161,4,6.977648615217344,null,45,"","","",0]
["2015-02-03T03:00:00",-16.600000000000001,55,0,0,0,68.624189614621883,-64.127188513215643,-146.5458427751976,22,2,6.9753888500092245,null,45,"","","",0]
["2015-02-03T04:00:00",-17.5,59,0,0,0,68.195598968645925,-55.782733678375394,-122.830617773182,156,2,6.9731293835104644,null,45,"","","",0]
["2015-02-03T05:00:00",-18.3,65,0,0,0,56.178209598701329,-45.230874536681412,-107.33361741439332,127,2,6.9708702168834726,null,45,"","","",0]
["2015-02-03T06:00:00",-18.899999999999999,69,0,0,0,54.933737515783861,-33.838453031885436,-95.901523926901731,297,2,6.968611351290491,null,45,"","","",0]
["2015-02-03T07:00:00",-19.3,72,19.444444444444443,61.111111111111107,16.666666666666668,65.446224041246268,-22.213135279266762,-86.289990887559966,221,2,6.9663527878936229,null,985,"",20,"",19.444444444444443]
["2015-02-03T08:00:00",-19.5,73,75,66.666666666666671,61.111111111111107,53.705099377864059,-10.703976246849173,-77.289462527849082,172,2,6.9640945278548099,null,385,"",20,"",75]
["2015-02-03T09:00:00",-19.3,71,150,100,116.66666666666666,65.446224041246268,0.40080605510693573,-68.109508201160892,45,1,6.9618365723358293,null,385,"",20,"",150]
["2015-02-03T10:00:00",-18.5,66,338.88888888888886,486.11111111111109,133.33333333333334,63.428288295580529,10.777941641150464,-58.100224614699059,238,1,6.959578922498312,null,145,"",20,"",338.88888888888886]
["2015-02-03T11:00:00",-17.100000000000001,59,225,94.444444444444443,180.55555555555554,62.714955058265815,20.000074248955826,-46.646792131844073,81,1,6.957321579503728,null,145,"",20,"",225]
["2015-02-03T12:00:00",-15.4,50,238.88888888888889,105.55555555555556,186.11111111111111,66.25211391578398,27.483024329843904,-33.218206233946674,252,1,6.9550645445133927,null,145,"",20,"",238.88888888888889]
["2015-02-03T13:00:00",-13.3,41,225,113.88888888888889,172.22222222222223,65.507973725211514,32.496976862552778,-17.641462964854266,104,1,6.9528078186884521,null,445,"",20,"",225]
["2015-02-03T14:00:00",-11.1,34,191.66666666666669,136.11111111111111,141.66666666666666,64.374333535869766,34.344380507289991,-0.54048275844153426,30,1,6.9505514031899107,null,145,"",20,"",191.66666666666669]
["2015-02-03T15:00:00",-8.9,29,177.77777777777777,372.22222222222223,83.333333333333329,76.466836318971502,32.709772451117608,16.612555436060941,360,4,6.9482952991786,null,145,"",20,"",177.77777777777777]
["2015-02-03T16:00:00",-7.5,27,36.111111111111107,52.777777777777779,30.555555555555554,64.372461625895426,27.87408514750804,32.312259496588794,60,4,6.9460395078151853,null,145,"",20,"",36.111111111111107]
["2015-02-03T17:00:00",-7.8,28,0,0,0,66.099081639486428,20.522135307385525,45.875148404526506,195,4,6.9437840302601987,null,445,"",20,"",0]
["2015-02-03T18:00:00",-8.8000000000000007,31,0,0,0,63.885566779871908,11.389171913515744,57.437500623249178,232,4,6.9415288676739832,null,1105,"",20,"",0]
["2015-02-03T19:00:00",-10,35,0,0,0,64.892079491092488,1.0698846947647795,67.518775805256936,144,4,6.9392740212167272,null,1105,"",20,"",0]
["2015-02-03T20:00:00",-11.4,39,0,0,0,63.152052868408987,-9.9998909912332969,76.731900069063599,123,4,6.9370194920484618,null,505,"",20,"",0]
["2015-02-03T21:00:00",-12.8,43,0,0,0,62.503394605303754,-21.492315696031536,85.722942289658732,360,3,6.9347652813290539,null,505,"",20,"",0]
["2015-02-03T22:00:00",-13.9,46,0,0,0,48.128625645815248,-33.119308586058949,95.267787612303223,261,3,6.9325113902181972,null,445,"",20,"",0]
["2015-02-03T23:00:00",-14.9,48,0,0,0,48.199592005158962,-44.539633101613425,106.53674723495827,171,3,6.9302578198754361,null,445,"","","",0]
["2015-02-04",-15.7,50,0,0,0,59.089054160697032,-55.171668062444709,121.68273571835674,116,3,6.928004571460141,null,45,"","","",0]
["2015-02-04T01:00:00",-16.399999999999999,51,0,0,0,65.391015769940225,-63.445842330632047,145.00067142099198,124,3,6.9257516461315136,null,45,"","","",0]
["2015-02-04T02:00:00",-17.100000000000001,53,0,0,0,60.714955058265815,-67.153735669081243,178.78547095410821,51,3,6.9234990450485965,null,45,"","","",0]
["2015-02-04T03:00:00",-17.8,55,0,0,0,51.060752349845984,-63.872731769083181,-146.8959473637392,0,0,6.9212467693702617,null,45,"","","",0]
["2015-02-04T04:00:00",-18.600000000000001,57,0,0,0,54.05398964196425,-55.5817949599858,-123.21892681526491,183,0,6.9189948202552172,null,45,"","","",0]
["2015-02-04T05:00:00",-19.399999999999999,60,0,0,0,60.07544265795886,-45.061423406135489,-107.67972334307188,310,0,6.916743198861993,null,45,"","","",0]
["2015-02-04T06:00:00",-20.100000000000001,63,0,0,0,60.492220540707336,-33.682315960877339,-96.205638877819268,235,0,6.9144919063489692,null,45,"","","",0]
["2015-02-04T07:00:00",-20.6,65,16.666666666666668,38.888888888888886,13.888888888888889,60.660139467630501,-22.058255143384645,-86.563773826795753,91,0,6.9122409438743384,null,985,"",20,"",16.666666666666668]
["2015-02-04T08:00:00",-20.8,66,105.55555555555556,175,72.222222222222214,45.930347230999331,-10.541639682180969,-77.542698865893342,59,0,6.9099903125961237,null,385,"",20,"",105.55555555555556]
["2015-02-04T09:00:00",-20.5,66,211.11111111111111,266.66666666666669,122.22222222222221,55.025686368176622,0.57779320891803043,-68.348217794181465,0,0,6.9077400136722016,null,385,"",20,"",211.11111111111111]
["2015-02-04T10:00:00",-19.2,62,377.77777777777777,652.77777777777771,97.222222222222214,45.817443873097403,10.976056606720196,-58.325755586863124,21,0,6.9054900482602504,null,145,"",20,"",377.77777777777777]
["2015-02-04T11:00:00",-17,58,350,347.22222222222223,180.55555555555554,46.095908412815874,20.22486391007741,-46.853764119960019,168,0,6.9032404175177851,null,145,"",20,"",350]
["2015-02-04T12:00:00",-14.2,53,508.33333333333331,880.55555555555554,72.222222222222214,59.945129931888147,27.737428493515431,-33.391502507100107,172,0,6.9009911226021536,null,145,"",20,"",508.33333333333331]
["2015-02-04T13:00:00",-11.1,47,261.11111111111114,172.22222222222223,183.33333333333334,58.374333535869766,32.777977607452883,-17.756235110734369,227,0,6.89874216467053,null,445,"",20,"",261.11111111111114]
["2015-02-04T14:00:00",-8.1999999999999993,42,355.55555555555554,763.88888888888891,66.666666666666671,53.407947008849987,34.640318014629642,-0.57311830153359689,111,0,6.8964935448799061,null,145,"",20,"",355.55555555555554]
["2015-02-04T15:00:00",-5.6,38,297.22222222222223,1072.2222222222222,22.222222222222221,58.537958200080652,33.003549016559887,16.665764740786528,292,3,6.8942452643871128,null,145,"",20,"",297.22222222222223]
["2015-02-04T16:00:00",-4.2,35,72.222222222222214,377.77777777777777,33.333333333333336,69.667009200044618,28.151645842446417,32.432468425315584,39,3,6.8919973243488011,null,145,"",20,"",72.222222222222214]
["2015-02-04T17:00:00",-4.7,33,0,0,0,50.467040865513241,20.777345386264933,46.037817531563256,39,3,6.8897497259214404,null,445,"",20,"",0]
["2015-02-04T18:00:00",-5.9,32,0,0,0,56.237044011565217,11.622378548953034,57.625443754203225,336,3,6.8875024702613334,null,1105,"",20,"",0]
[{"$f":"A839+1/24","v":"2015-02-04T19:00:00"},-7.5,32,0,0,0,76.372461625895426,1.284793247270398,67.724043127027272,346,3,6.8852555585246016,null,1105,"",20,"",0]
["2015-02-04T20:00:00",-9.3000000000000007,33,0,0,0,63.796661982301771,-9.7981137240194816,76.953344778759813,124,3,6.8830089918671948,null,505,"",20,"",0]
["2015-02-04T21:00:00",-11,34,0,0,0,58.782694413834463,-21.297546776878129,85.963980092432763,292,2,6.8807627714448723,null,505,"",20,"",0]
["2015-02-04T22:00:00",-12.4,35,0,0,0,70.108030600065206,-32.923984928208895,95.53487686436209,71,2,6.8785168984132365,null,445,"",20,"",0]
["2015-02-04T23:00:00",-13.4,37,0,0,0,60.110269223846501,-44.333413989977494,106.83639198381904,238,2,6.8762713739276924,null,445,"","","",0]
["2015-02-05",-14.4,38,0,0,0,54.158414591552713,-54.939650700103392,122.00687967208783,68,2,6.8740261991434632,null,45,"","","",0]
["2015-02-05T01:00:00",-15.3,41,0,0,0,71.640704081640479,-63.16914132647188,145.26772700217725,314,2,6.8717813752156207,null,45,"","","",0]
["2015-02-05T02:00:00",-16.3,43,0,0,0,64.775101458218444,-66.852581158922689,178.74420551792909,331,2,6.869536903299025,null,45,"","","",0]
["2015-02-05T03:00:00",-17.5,45,0,0,0,58.195598968645925,-63.611843448972458,-147.23793910566147,0,0,6.8672927845483667,null,45,"","","",0]
["2015-02-05T04:00:00",-19,47,0,0,0,55.561200264654929,-55.37403950433351,-123.60467744045748,76,0,6.8650490201181569,null,45,"","","",0]
["2015-02-05T05:00:00",-20.5,50,0,0,0,52.025686368176622,-44.885493852659742,-108.02598182052232,254,0,6.8628056111627238,null,45,"","","",0]
["2015-02-05T06:00:00",-21.8,52,0,0,0,56.307328097841747,-33.520092527687261,-96.510881285451376,283,0,6.8605625588362047,null,45,"","","",0]
["2015-02-05T07:00:00",-22.5,53,19.444444444444443,61.111111111111107,16.666666666666668,55.796811487608693,-21.897589073949828,-86.839001357121745,38,0,6.8583198642925671,null,985,"",20,"",19.444444444444443]
["2015-02-05T08:00:00",-22.2,52,88.888888888888886,97.222222222222214,69.444444444444443,53.870175565594963,-10.373719073345027,-77.797443147583209,55,0,6.8560775286855886,null,385,"",20,"",88.888888888888886]
["2015-02-05T09:00:00",-20.7,51,138.88888888888889,72.222222222222214,113.88888888888889,60.295026536438797,0.76024657524444605,-68.588369027916912,0,0,6.853835553168854,null,385,"",20,"",138.88888888888889]
["2015-02-05T10:00:00",-17.8,48,169.44444444444443,58.333333333333329,144.44444444444443,62.060752349845984,11.179588363109882,-58.552531793789228,176,0,6.8515939388957738,null,145,"",20,"",169.44444444444443]
["2015-02-05T11:00:00",-13.9,44,183.33333333333334,47.222222222222221,161.11111111111111,49.128625645815248,20.455065532051009,-47.061557100124482,216,0,6.8493526870195671,null,145,"",20,"",183.33333333333334]
["2015-02-05T12:00:00",-9.6999999999999993,39,325,252.77777777777777,200,70.13406641429998,27.997224916129301,-33.564760904317076,23,0,6.8471117986932724,null,145,"",20,"",325]
["2015-02-05T13:00:00",-5.6,34,202.77777777777777,77.777777777777771,166.66666666666666,55.537958200080652,33.064198412108773,-17.869450060540139,69,0,6.8448712750697274,null,445,"",20,"",202.77777777777777]
["2015-02-05T14:00:00",-2.2999999999999998,29,413.88888888888886,966.66666666666663,44.444444444444443,52.139491795206027,34.940958853874534,-0.60216478916728866,46,0,6.842631117301603,null,145,"",20,"",413.88888888888886]
["2015-02-05T15:00:00",-0.4,25,186.11111111111111,383.33333333333331,86.111111111111114,52.79216524644022,33.301122926476197,16.724324881867474,292,2,6.8403913265413649,null,145,"",20,"",186.11111111111111]
["2015-02-05T16:00:00",0,22,66.666666666666671,263.88888888888886,38.888888888888886,78.636979182266941,28.431942744763784,32.558867066586878,111,2,6.8381519039412879,null,145,"",20,"",66.666666666666671]
["2015-02-05T17:00:00",-0.5,20,0,0,0,64.332228108235654,21.034360622722399,46.206725426050937,277,2,6.8359128506534814,null,445,"",20,"",0]
["2015-02-05T18:00:00",-1.7,20,0,0,0,75.852328535693118,11.856716803145805,57.819340489056223,260,2,6.8336741678298392,null,1105,"",20,"",0]
["2015-02-05T19:00:00",-3.4,20,0,0,0,75.212569979658952,1.5004207059384596,67.934957945901672,113,2,6.8314358566220719,null,1105,"",20,"",0]
["2015-02-05T20:00:00",-5.4,20,0,0,0,77.407668973096463,-9.5958005556671022,77.180245703623299,36,2,6.8291979181817037,null,505,"",20,"",0]
["2015-02-05T21:00:00",-7.2,21,0,0,0,55.650163032997227,-21.102214587015865,86.210440513079476,292,2,6.8269603536600663,null,505,"",20,"",0]
["2015-02-05T22:00:00",-8.6999999999999993,22,0,0,0,65.304772710580551,-32.727852162276555,95.807508562395185,135,2,6.8247231642082884,null,445,"",20,"",0]
["2015-02-05T23:00:00",-10,23,0,0,0,62.892079491092488,-44.125883122111148,107.14178140051118,296,2,6.8224863509773233,null,445,"","","",0]
["2015-02-06",-11,25,0,0,0,58.782694413834463,-54.705519067028192,122.3368454537494,64,2,6.8202499151179214,null,45,"","","",0]
["2015-02-06T01:00:00",-11.9,27,0,0,0,73.124236935302747,-62.889327407972395,145.5405000579625,64,2,6.8180138577806337,null,45,"","","",0]
["2015-02-06T02:00:00",-12.8,28,0,0,0,64.503394605303754,-66.54690298337853,178.71212433428445,256,2,6.8157781801158244,null,45,"","","",0]
["2015-02-06T03:00:00",-13.7,31,0,0,0,64.919908704187321,-63.34466305998226,-147.57172580001654,45,1,6.8135428832736595,null,45,"","","",0]
["2015-02-06T04:00:00",-14.7,34,0,0,0,64.981757239611738,-55.159560730633999,-123.98760148800105,51,1,6.8113079684041136,null,45,"","","",0]
["2015-02-06T05:00:00",-15.7,36,0,0,0,65.089054160697032,-44.703152116152523,-108.37216601814796,143,1,6.8090734366569521,null,45,"","","",0]
["2015-02-06T06:00:00",-16.600000000000001,38,0,0,0,49.624189614621883,-33.351842158322519,-96.817079737872547,105,1,6.8068392891817622,null,45,"","","",0]
["2015-02-06T07:00:00",-17.2,39,13.888888888888889,22.222222222222221,13.888888888888889,57.334447784870719,-21.731199384063025,-87.115542404358649,95,1,6.8046055271279178,null,985,"",20,"",13.888888888888889]
["2015-02-06T08:00:00",-17.399999999999999,39,80.555555555555557,69.444444444444443,66.666666666666671,62.574770088221356,-10.200283995198653,-78.053593348868759,99,1,6.8023721516445921,null,385,"",20,"",80.555555555555557]
["2015-02-06T09:00:00",-17.100000000000001,37,130.55555555555557,58.333333333333329,111.11111111111111,65.714955058265815,0.94808743683901575,-68.829882991401888,45,1,6.8001391638807833,null,385,"",20,"",130.55555555555557]
["2015-02-06T10:00:00",-15.2,33,194.44444444444446,83.333333333333329,158.33333333333334,64.029746622488062,11.388448770139266,-58.780495113175057,248,1,6.7979065649852659,null,145,"",20,"",194.44444444444446]
["2015-02-06T11:00:00",-11.9,27,308.33333333333331,222.22222222222223,197.22222222222223,68.124236935302747,20.69058281248757,-47.270132535635113,155,1,6.7956743561066197,null,145,"",20,"",308.33333333333331]
["2015-02-06T12:00:00",-7.7,21,355.55555555555554,319.44444444444446,194.44444444444443,60.523062079482258,28.262311700525942,-33.737957705483964,129,1,6.7934425383932293,null,145,"",20,"",355.55555555555554]
["2015-02-06T13:00:00",-3.2,14,247.22222222222223,138.88888888888889,183.33333333333334,79.103903773795764,33.355533710184062,-17.981085619155962,188,1,6.7912111129932775,null,445,"",20,"",247.22222222222223]
["2015-02-06T14:00:00",0.9,9,186.11111111111111,111.11111111111111,144.44444444444443,76.817544503266106,35.246192256878061,-0.62758897791535539,262,1,6.7889800810547358,null,145,"",20,"",186.11111111111111]
["2015-02-06T15:00:00",4,6,105.55555555555556,66.666666666666671,88.888888888888886,93.535792639548674,33.602376598666339,16.788268944366006,247,4,6.7867494437253892,null,145,"",20,"",105.55555555555556]
["2015-02-06T16:00:00",5.4,6,41.666666666666664,58.333333333333329,36.111111111111107,76.346701137960508,28.714856773135935,32.691463510758204,356,4,6.7845192021528096,null,145,"",20,"",41.666666666666664]
["2015-02-06T17:00:00",4.7,7,0,0,0,82.928377685771466,21.293069799569544,46.381845738175215,51,4,6.7822893574843626,null,445,"",20,"",0]
["2015-02-06T18:00:00",2.9,11,0,0,0,92.256278226552809,12.092090108329888,58.019135224071618,0,4,6.7800599108672159,null,1105,"",20,"",0]
["2015-02-06T19:00:00",0.4,15,0,0,0,86.489915564463786,1.7166879248427045,68.151442688247911,161,4,6.7778308634483304,null,1105,"",20,"",0]
["2015-02-06T20:00:00",-2.2000000000000002,19,0,0,0,61.590381251847987,-9.3930129992578273,77.412506827607828,338,4,6.7756022163744642,null,505,"",20,"",0]
["2015-02-06T21:00:00",-4.5999999999999996,24,0,0,0,62.906052404492016,-20.906364087415739,86.462207476442899,0,0,6.773373970792159,null,505,"",20,"",0]
["2015-02-06T22:00:00",-6.4,28,0,0,0,66.078568035002718,-32.530940837956976,96.085538450689825,241,0,6.7711461278477678,null,445,"",20,"",0]
["2015-02-06T23:00:00",-7.6,31,0,0,0,59.947521954520994,-43.917061241450149,107.45272489784297,232,0,6.7689186886874229,null,445,"","","",0]
["2015-02-07",-8.4,33,0,0,0,65.565246920190248,-54.469296178979796,122.67236554181163,302,0,6.7666916544570412,null,45,"","","",0]
["2015-02-07T01:00:00",-8.9,35,0,0,0,64.466836318971502,-62.606454136097817,145.81863895469371,332,0,6.7644650263023616,null,45,"","","",0]
["2015-02-07T02:00:00",-9.4,36,0,0,0,60.380303478271458,-66.236820276971343,178.68889203196281,141,0,6.7622388053688853,null,45,"","","",0]
["2015-02-07T03:00:00",-9.9,37,0,0,0,66.305603491690249,-63.07133264952062,-147.89724181384108,0,0,6.7600129928019115,null,45,"","","",0]
["2015-02-07T04:00:00",-10.6,38,0,0,0,65.420817381738857,-54.938457492843,-124.36744760420619,156,0,6.7577875897465338,null,45,"","","",0]
["2015-02-07T05:00:00",-11.4,38,0,0,0,55.152052868408987,-44.514469804913723,-108.71805707711324,73,0,6.7555625973476356,null,45,"","","",0]
["2015-02-07T06:00:00",-12.2,38,0,0,0,57.913122825671451,-33.177629019681383,-97.124067329843669,58,0,6.7533380167498773,null,45,"","","",0]
["2015-02-07T07:00:00",-12.8,38,13.888888888888889,22.222222222222221,13.888888888888889,54.503394605303754,-21.559152548848708,-87.39326906998825,183,0,6.7511138490977256,null,985,"",20,"",13.888888888888889]
["2015-02-07T08:00:00",-13,37,77.777777777777771,58.333333333333329,66.666666666666671,50.703845163245603,-10.02140770064587,-78.311050096178619,320,0,6.7488900955354252,null,385,"",20,"",77.777777777777771]
["2015-02-07T09:00:00",-10.8,36,158.33333333333337,100,125,50.600819292769756,1.1412338217145703,-69.072683263346136,22,2,6.7466667572070032,null,385,"",20,"",158.33333333333337]
["2015-02-07T10:00:00",-8.3000000000000007,35,230.55555555555557,136.11111111111111,169.44444444444443,74.986358329446773,11.602546834331701,-59.009589968406935,342,2,6.7444438352562797,null,145,"",20,"",230.55555555555557]
[{"$f":"A903+1/24","v":"2015-02-07T11:00:00"},-6.4,33,322.22222222222223,247.22222222222223,200,64.078568035002718,20.931317017942497,-47.479454638771195,258,2,6.742221330826859,null,145,"",20,"",322.22222222222223]
["2015-02-07T12:00:00",-4.9000000000000004,32,430.55555555555554,550,150,50.590488421346492,28.5325850069711,-33.911072129198402,97,2,6.7399992450621333,null,145,"",20,"",430.55555555555554]
["2015-02-07T13:00:00",-3.2,30,436.11111111111109,733.33333333333337,88.888888888888886,67.103903773795764,33.651876538641496,-18.091122326121624,167,2,6.737777579105269,null,445,"",20,"",436.11111111111109]
["2015-02-07T14:00:00",-0.9,28,300,444.44444444444446,127.77777777777777,52.497533805721503,35.555906542027998,-0.64935972406962894,16,2,6.7355563340992335,null,145,"",20,"",300]
["2015-02-07T15:00:00",2.2999999999999998,26,197.22222222222223,411.11111111111109,86.111111111111114,58.403018029853797,33.907191971026002,16.857628023806864,0,0,6.7333355111867643,null,145,"",20,"",197.22222222222223]
["2015-02-07T16:00:00",5.0999999999999996,24,41.666666666666664,50,36.111111111111107,66.878545410033951,29.000268967725948,32.830263271514518,180,0,6.7311151115103769,null,145,"",20,"",41.666666666666664]
["2015-02-07T17:00:00",4.5999999999999996,22,2.7777777777777777,0,2.7777777777777777,80.44214988290895,21.55336254692838,46.563149171454107,71,0,6.7288951362123939,null,445,"",20,"",2.7777777777777777]
["2015-02-07T18:00:00",3.3,20,0,0,0,77.168816474946425,12.328403370276591,58.224769543336933,168,0,6.7266755864348964,null,1105,"",20,"",0]
["2015-02-07T19:00:00",1.5,19,0,0,0,66.627566460799471,1.933517645382774,68.37341736513838,158,0,6.7244564633197497,null,1105,"",20,"",0]
["2015-02-07T20:00:00",-0.5,17,0,0,0,69.332228108235654,-9.1898104821013895,77.650030164246019,61,0,6.7222377680086067,null,505,"",20,"",0]
["2015-02-07T21:00:00",-2.2000000000000002,17,0,0,0,84.590381251847987,-20.710038147899532,86.719163354597924,22,2,6.7200195016429003,null,505,"",20,"",0]
["2015-02-07T22:00:00",-3.5,17,0,0,0,72.767645906407211,-32.333279603295679,96.368821156181681,346,2,6.7178016653638304,null,445,"",20,"",0]
["2015-02-07T23:00:00",-4.4000000000000004,18,0,0,0,56.785547943115205,-43.706967620406417,107.76903150417077,53,2,6.7155842603123945,null,445,"","","",0]
["2015-02-08",-5,20,0,0,0,73.152946785817164,-54.231004270756941,123.01317412422785,143,2,6.7133672876293566,null,45,"","","",0]
["2015-02-08T01:00:00",-5.6,22,0,0,0,71.537958200080652,-62.320574748328191,146.10179862608089,52,2,6.7111507484552559,null,45,"","","",0]
["2015-02-08T02:00:00",-6.1,24,0,0,0,68.372198287984077,-65.922451093144289,178.67417215573323,324,2,6.7089346439304158,null,45,"","","",0]
["2015-02-08T03:00:00",-6.7,27,0,0,0,65.789295064964904,-62.791996494839907,-148.2144466858995,157,1,6.7067189751949323,null,45,"","","",0]
["2015-02-08T04:00:00",-7.6,30,0,0,0,65.947521954520994,-54.710833822192527,-124.74398134708608,185,1,6.704503743388682,null,45,"","","",0]
["2015-02-08T05:00:00",-8.5,33,0,0,0,51.144612420739975,-44.319523748469813,-109.06344440220862,24,1,6.7022889496513027,null,45,"","","",0]
["2015-02-08T06:00:00",-9.4,35,0,0,0,66.380303478271458,-32.997521917888228,-97.431681873718787,0,1,6.7000745951222296,null,45,"","","",0]
["2015-02-08T07:00:00",-10.1,37,13.888888888888889,22.222222222222221,13.888888888888889,70.479026653370681,-21.381519119128104,-87.672056765075467,288,1,6.6978606809406536,null,985,"",20,"",13.888888888888889]
["2015-02-08T08:00:00",-10.3,38,116.66666666666666,183.33333333333334,77.777777777777771,70.654333034585761,-9.8371670392255588,-78.569716747693434,57,1,6.6956472082455356,null,385,"",20,"",116.66666666666666]
["2015-02-08T09:00:00",-8.6999999999999993,37,233.33333333333331,305.55555555555554,127.77777777777777,50.304772710580551,1.3396005822590302,-69.316695957563923,360,2,6.693434178175635,null,385,"",20,"",233.33333333333331]
["2015-02-08T10:00:00",-6.3,34,305.55555555555554,302.77777777777777,169.44444444444443,50.509293492743893,11.821788785143243,-59.239763350517315,140,2,6.6912215918694589,null,145,"",20,"",305.55555555555554]
["2015-02-08T11:00:00",-4,31,480.55555555555554,777.77777777777771,88.888888888888886,68.550439102089172,21.177167055878233,-47.689490381825657,87,2,6.6890094504652922,null,145,"",20,"",480.55555555555554]
["2015-02-08T12:00:00",-1.9,26,366.66666666666669,330.55555555555554,197.22222222222223,52.94604814624023,28.80793912119783,-34.084086344779813,357,2,6.6867977551011943,null,145,"",20,"",366.66666666666669]
["2015-02-08T13:00:00",0,22,305.55555555555554,244.44444444444443,188.88888888888889,59.636979182266941,33.953118604652573,-18.199543466174472,108,2,6.6845865069149983,null,445,"",20,"",305.55555555555554]
["2015-02-08T14:00:00",1.6,19,275,330.55555555555554,144.44444444444443,81.097697627252728,35.869989180651316,-0.66744798042668296,100,2,6.6823757070442928,null,145,"",20,"",275]
["2015-02-08T15:00:00",2.8,16,208.33333333333331,461.11111111111109,83.333333333333329,74.779440827223709,34.215450568539829,16.932431223688052,360,3,6.6801653566264543,null,145,"",20,"",208.33333333333331]
["2015-02-08T16:00:00",3.4,15,63.888888888888886,166.66666666666666,44.444444444444443,58.648250079418858,29.288060561818501,32.975269271933414,37,3,6.6779554567986192,null,145,"",20,"",63.888888888888886]
["2015-02-08T17:00:00",2.9,16,2.7777777777777777,0,2.7777777777777777,83.256278226552809,21.815129412254755,46.750603486314496,347,3,6.6757460086976872,null,445,"",20,"",2.7777777777777777]
["2015-02-08T18:00:00",1.6,18,0,0,0,86.097697627252728,12.565563023779845,58.436182252735485,65,3,6.6735370134603338,null,1105,"",20,"",0]
["2015-02-08T19:00:00",-0.2,20,0,0,0,69.713558395095276,2.1508345279604257,68.600799630163749,110,3,6.6713284722229975,null,1105,"",20,"",0]
["2015-02-08T20:00:00",-2.2000000000000002,23,0,0,0,66.590381251847987,-8.9862503420727098,77.892715828578758,88,3,6.6691203861218868,null,505,"",20,"",0]
["2015-02-08T21:00:00",-4,25,0,0,0,53.550439102089172,-20.513277573224084,86.98118904742104,67,2,6.666912756292966,null,505,"",20,"",0]
["2015-02-08T22:00:00",-5.4,26,0,0,0,66.407668973096463,-32.134895261924534,96.657210279405135,291,2,6.6647055838719833,null,445,"",20,"",0]
["2015-02-08T23:00:00",-6.5,27,0,0,0,69.648326719719876,-43.495620149527582,108.09050997988253,56,2,6.6624988699944341,null,445,"","","",0]
["2015-02-09",-7.3,28,0,0,0,77.223781803500913,-53.990664909213869,123.35900727257659,113,2,6.6602926157955755,null,45,"","","",0]
["2015-02-09T01:00:00",-8,29,0,0,0,66.252557620135349,-62.031742260095101,146.389640775554,318,2,6.6580868224104535,null,45,"","","",0]
["2015-02-09T02:00:00",-8.6999999999999993,31,0,0,0,60.304772710580551,-65.603912426158317,178.66762828529724,172,2,6.6558814909738535,null,45,"","","",0]
["2015-02-09T03:00:00",-9.5,33,0,0,0,50.964418288133572,-62.506800808674157,-148.52332369436454,22,2,6.653676622620325,null,45,"","","",0]
["2015-02-09T04:00:00",-10.5,36,0,0,0,62.831519772756167,-54.476798665148145,-125.11698520666634,142,2,6.651472218484189,null,45,"","","",0]
["2015-02-09T05:00:00",-11.6,40,0,0,0,54.339530498533634,-44.118395842020909,-109.40812591562154,77,2,6.6492682796995242,null,45,"","","",0]
["2015-02-09T06:00:00",-12.5,44,0,0,0,62.706178576408206,-32.811594189919163,-97.73976609025182,92,2,6.6470648074001613,null,45,"","","",0]
["2015-02-09T07:00:00",-13.2,47,16.666666666666668,38.888888888888886,13.888888888888889,48.906137646429272,-21.198373630280813,-87.951784331940587,241,2,6.6448618027197064,null,985,"",20,"",16.666666666666668]
["2015-02-09T08:00:00",-13.5,48,66.666666666666671,33.333333333333336,58.333333333333329,59.713023788797727,-9.6476423723999787,-78.8294994659243,231,2,6.642659266791517,null,385,"",20,"",66.666666666666671]
["2015-02-09T09:00:00",-12.8,47,200,186.11111111111111,136.11111111111111,60.503394605303754,1.5430994764505794,-69.561849761615235,22,1,6.6404572007487044,null,385,"",20,"",200]
["2015-02-09T10:00:00",-11,44,277.77777777777777,219.44444444444443,177.77777777777777,48.782694413834463,12.046078152290377,-59.470964834602334,174,1,6.6382556057241446,null,145,"",20,"",277.77777777777777]
["2015-02-09T11:00:00",-8.5,39,330.55555555555554,250,202.77777777777777,49.144612420739975,21.428029546851736,-47.900209503749565,94,1,6.6360544828504713,null,145,"",20,"",330.55555555555554]
["2015-02-09T12:00:00",-5.6,33,516.66666666666663,838.88888888888891,83.333333333333329,55.537958200080652,29.088266521960652,-34.256985481370947,177,1,6.6338538332600763,null,145,"",20,"",516.66666666666663]
["2015-02-09T13:00:00",-2.5,28,350,355.55555555555554,177.77777777777777,64.239209932107656,34.259150351603566,-18.306335078313822,9,1,6.6316536580850967,null,445,"",20,"",350]
["2015-02-09T14:00:00",0.3,23,302.77777777777777,422.22222222222223,133.33333333333334,72.025918688251465,36.188326862331508,-0.68182679227328558,227,1,6.6294539584574466,null,145,"",20,"",302.77777777777777]
["2015-02-09T15:00:00",2.7,19,158.33333333333337,191.66666666666666,105.55555555555556,85.303121541636301,34.527033569162207,17.01270565272106,225,3,6.6272547355087763,null,145,"",20,"",158.33333333333337]
["2015-02-09T16:00:00",3.9,18,63.888888888888886,150,44.444444444444443,70.053231170787569,29.578113052305493,33.126481830048931,117,3,6.6250559903704902,null,145,"",20,"",63.888888888888886]
["2015-02-09T17:00:00",3.5,19,2.7777777777777777,0,2.7777777777777777,56.128204053159379,22.078261928672053,46.944173504083416,49,3,6.6228577241737705,null,445,"",20,"",2.7777777777777777]
["2015-02-09T18:00:00",2.6,21,0,0,0,76.827319994346453,12.803477085669419,58.653309414582409,117,3,6.6206599380495295,null,1105,"",20,"",0]
["2015-02-09T19:00:00",1.3,23,0,0,0,72.688843484942083,2.368565180642022,68.833504837243623,356,3,6.618462633128436,null,1105,"",20,"",0]
["2015-02-09T20:00:00",-0.2,26,0,0,0,69.713558395095276,-8.7823878270895381,78.14046210802853,72,3,6.6162658105409191,null,505,"",20,"",0]
["2015-02-09T21:00:00",-1.8,29,0,0,0,72.398937848902733,-20.316121132032496,87.248164061017874,202,2,6.6140694714171584,null,505,"",20,"",0]
["2015-02-09T22:00:00",-3.2,31,0,0,0,74.103903773795764,-31.935812832463906,96.950558482256383,232,2,6.611873616887074,null,445,"",20,"",0]
["2015-02-09T23:00:00",-4.5,33,0,0,0,64.34555464185587,-43.283035427434271,108.41696892920254,343,2,6.6096782480803524,null,445,"","","",0]
["2015-02-10",-5.6,34,0,0,0,69.537958200080652,-53.748299104423872,123.70960310576082,281,2,6.6074833661264236,null,45,"","","",0]
["2015-02-10T01:00:00",-6.7,35,0,0,0,55.789295064964904,-61.740009561967852,146.68183404612492,354,2,6.6052889721544608,null,45,"","","",0]
["2015-02-10T02:00:00",-7.7,37,0,0,0,54.523062079482258,-65.281320238542591,178.66892504270476,243,2,6.6030950672933937,null,45,"","","",0]
[{"$f":"A967+1/24","v":"2015-02-10T03:00:00"},-8.6999999999999993,39,0,0,0,62.304772710580551,-62.215893461473094,-148.82387840346411,0,0,6.6009016526718991,null,45,"","","",0]
["2015-02-10T04:00:00",-9.6999999999999993,41,0,0,0,63.13406641429998,-54.236465618434544,-125.48625854546941,86,0,6.5987087294184033,null,45,"","","",0]
["2015-02-10T05:00:00",-10.6,45,0,0,0,63.420817381738857,-43.911172883454604,-109.75190827070425,79,0,6.5965162986610686,null,45,"","","",0]
["2015-02-10T06:00:00",-11.3,47,0,0,0,52.559013119618669,-32.619923589064904,-98.048167779036845,270,0,6.5943243615278231,null,45,"","","",0]
["2015-02-10T07:00:00",-11.8,50,19.444444444444443,50,16.666666666666668,67.528869931922259,-21.009794506662601,-88.23233415342871,278,0,6.5921329191463247,null,985,"",20,"",19.444444444444443]
["2015-02-10T08:00:00",-12,50,163.88888888888889,452.77777777777777,63.888888888888886,60.720068322325574,-9.4529174858163056,-79.090307281545364,48,0,6.5899419726439827,null,385,"",20,"",163.88888888888889]
["2015-02-10T09:00:00",-11.6,49,286.11111111111109,519.44444444444446,102.77777777777777,58.339530498533634,1.7516392509620087,-69.808075968664753,22,1,6.5877515231479533,null,385,"",20,"",286.11111111111109]
["2015-02-10T10:00:00",-9.9,46,361.11111111111109,469.44444444444446,147.22222222222223,59.305603491690249,12.275315844010956,-59.703146590729581,79,1,6.5855615717851359,null,145,"",20,"",361.11111111111109]
["2015-02-10T11:00:00",-7.2,41,486.11111111111109,769.44444444444446,91.666666666666671,74.650163032997227,21.683798896795466,-48.111584512446832,120,1,6.583372119682168,null,145,"",20,"",486.11111111111109]
["2015-02-10T12:00:00",-3.8,35,419.44444444444446,466.66666666666663,175,55.435840578234718,29.373457947993838,-34.429757634194303,58,1,6.5811831679654373,null,145,"",20,"",419.44444444444446]
["2015-02-10T13:00:00",-0.1,29,411.11111111111109,558.33333333333326,138.88888888888889,57.17501514813415,34.569861024114445,-18.411485963504621,191,1,6.5789947177610717,null,445,"",20,"",411.11111111111109]
["2015-02-10T14:00:00",3.4,24,269.44444444444446,286.11111111111109,152.77777777777777,53.648250079418858,36.51080555908635,-0.69247129271225638,102,1,6.5768067701949411,null,145,"",20,"",269.44444444444446]
["2015-02-10T15:00:00",6.3,19,213.88888888888889,450,86.111111111111114,73.779717142910329,34.841821868565084,17.098476421650062,360,3,6.5746193263926589,null,145,"",20,"",213.88888888888889]
["2015-02-10T16:00:00",7.8,16,66.666666666666671,152.77777777777777,47.222222222222221,68.263855604124444,29.870308269013655,33.283898643838583,38,3,6.5724323874795694,null,145,"",20,"",66.666666666666671]
["2015-02-10T17:00:00",7.2,15,2.7777777777777777,0,2.7777777777777777,86.25577176438469,22.34265268159416,47.143821111382877,283,3,6.5702459545807761,null,445,"",20,"",2.7777777777777777]
["2015-02-10T18:00:00",5.5,15,0,0,0,76.837141721475177,13.042055205333968,58.876084382906868,236,3,6.5680600288211028,null,1105,"",20,"",0]
["2015-02-10T19:00:00",3.3,16,0,0,0,80.168816474946425,2.5866381848218278,69.071446098401978,19,3,6.565874611325123,null,1105,"",20,"",0]
["2015-02-10T20:00:00",0.9,18,0,0,0,84.817544503266106,-8.5782760976743511,78.393165532203412,177,3,6.5636897032171486,null,505,"",20,"",0]
["2015-02-10T21:00:00",-1.2,21,0,0,0,55.126809662561072,-20.118605588573157,87.519966584054956,22,2,6.5615053056212229,null,505,"",20,"",0]
["2015-02-10T22:00:00",-2.7,25,0,0,0,81.340921679905534,-31.736055609948963,97.24871757271805,193,2,6.5593214196611322,null,445,"",20,"",0]
["2015-02-10T23:00:00",-3.7,28,0,0,0,78.879281572498826,-43.069228851349664,108.74821690761115,305,2,6.5571380464603992,null,445,"","","",0]
["2015-02-11",-4.4000000000000004,32,0,0,0,70.785547943115205,-53.503927418792649,124.06470194385618,336,2,6.5549551871422818,null,45,"","","",0]
["2015-02-11T01:00:00",-4.8,35,0,0,0,77.028519659544145,-61.445429512492566,146.97805416027137,11,2,6.5527728428297722,null,45,"","","",0]
["2015-02-11T02:00:00",-5.0999999999999996,38,0,0,0,68.715894387989977,-64.954789493170907,178.67772899458265,122,2,6.5505910146456037,null,45,"","","",0]
["2015-02-11T03:00:00",-5.5,39,0,0,0,57.972569879133403,-61.9194237205162,-149.11613720274988,0,0,6.548409703712232,null,45,"","","",0]
["2015-02-11T04:00:00",-6.1,39,0,0,0,68.372198287984077,-53.989952662693355,-125.85161746412396,3,0,6.5462289111518581,null,45,"","","",0]
["2015-02-11T05:00:00",-6.8,39,0,0,0,49.360504000049957,-43.69794640387547,-110.09460702611932,75,0,6.5440486380864114,null,45,"","","",0]
["2015-02-11T06:00:00",-7.4,38,0,0,0,62.797881455033973,-32.422592164786337,-98.356739968442142,160,0,6.5418688856375553,null,45,"","","",0]
["2015-02-11T07:00:00",-7.9,36,22.222222222222221,61.111111111111107,19.444444444444443,54.675580273377705,-20.815863961951656,-88.51359224968634,43,0,6.5396896549266881,null,985,"",20,"",22.222222222222221]
["2015-02-11T08:00:00",-8.1,34,86.111111111111114,61.111111111111107,72.222222222222214,58.830013318875388,-9.2530794988136797,-79.352052148463741,279,0,6.537510947074928,null,385,"",20,"",86.111111111111114]
["2015-02-11T09:00:00",-6.1,32,177.77777777777777,119.44444444444444,136.11111111111111,62.372198287984077,1.9651257259464274,-70.055308502585817,22,3,6.5353327632031428,null,385,"",20,"",177.77777777777777]
["2015-02-11T10:00:00",-4,30,269.44444444444446,188.88888888888889,183.33333333333334,78.550439102089172,12.509400226099029,-59.936263389376094,306,3,6.5331551044319145,null,145,"",20,"",269.44444444444446]
["2015-02-11T11:00:00",-2.7,29,244.44444444444443,94.444444444444443,194.44444444444443,67.340921679905534,21.94436736926674,-48.323590682760262,179,3,6.5309779718815619,null,145,"",20,"",244.44444444444443]
["2015-02-11T12:00:00",-1.7,28,291.66666666666669,152.77777777777777,211.11111111111111,63.852328535693118,29.663402464272288,-34.602393868027519,99,3,6.5288013666721358,null,145,"",20,"",291.66666666666669]
["2015-02-11T13:00:00",-0.5,27,280.55555555555554,172.22222222222223,197.22222222222223,80.332228108235654,34.885138731993237,-18.514987691137122,231,3,6.5266252899234072,null,445,"",20,"",280.55555555555554]
["2015-02-11T14:00:00",1.3,28,197.22222222222223,108.33333333333333,152.77777777777777,76.688843484942083,36.837310588359024,-0.69935869746930723,12,3,6.5244497427548831,null,145,"",20,"",197.22222222222223]
["2015-02-11T15:00:00",4.2,28,97.222222222222229,38.888888888888886,86.111111111111114,77.502483843362995,35.159696143736966,17.189766639501599,157,3,6.5222747262857936,null,145,"",20,"",97.222222222222229]
["2015-02-11T16:00:00",6.9,30,33.333333333333336,16.666666666666668,30.555555555555554,82.758954367138131,30.164528442867674,33.447514775563477,299,3,6.5201002416350997,null,145,"",20,"",33.333333333333336]
["2015-02-11T17:00:00",6.5,32,2.7777777777777777,0,2.7777777777777777,63.770666798916693,22.608195373617562,47.349505264924581,272,3,6.5179262899214852,null,445,"",20,"",2.7777777777777777]
["2015-02-11T18:00:00",5.6,34,0,0,0,76.328110607177734,13.281208712738625,59.104437839366312,14,3,6.5157528722633637,null,1105,"",20,"",0]
["2015-02-11T19:00:00",4.2,37,0,0,0,64.502483843362995,2.8049841179017481,69.314534341477994,207,3,6.513579989778866,null,1105,"",20,"",0]
["2015-02-11T20:00:00",2.6,40,0,0,0,69.827319994346453,-8.3739662325424007,78.650720941622581,192,3,6.5114076435858559,null,505,"",20,"",0]
["2015-02-11T21:00:00",1,44,0,0,0,46.28460181068391,-19.920765737086075,87.796473562045378,0,0,6.5092358348019186,null,505,"",20,"",0]
["2015-02-11T22:00:00",-0.4,46,0,0,0,58.79216524644022,-31.53564522914051,97.551538586693098,199,0,6.5070645645443612,null,445,"",20,"",0]
["2015-02-11T23:00:00",-1.7,50,0,0,0,74.852328535693118,-42.854214708042214,109.08406252515961,26,0,6.50489383393022,null,445,"","","",0]
["2015-02-12",-2.8,53,0,0,0,63.892524237394184,-53.257570073940762,124.4240464526561,199,0,6.502723644076239,null,45,"","","",0]
["2015-02-12T01:00:00",-3.8,56,0,0,0,65.435840578234718,-61.148055026617207,147.27798403221053,113,0,6.5005539960989047,null,45,"","","",0]
["2015-02-12T02:00:00",-4.7,60,0,0,0,58.467040865513241,-64.624434189120947,178.69370945565143,218,0,6.4983848911144069,null,45,"","","",0]
["2015-02-12T03:00:00",-5.5,63,0,0,0,57.972569879133403,-61.617542005995716,-149.40014585123006,0,0,6.4962163302386653,null,45,"","","",0]
["2015-02-12T04:00:00",-6.2,66,0,0,0,62.940503456005331,-53.737381896239299,-126.2128945974025,138,0,6.49404831458732,null,45,"","","",0]
["2015-02-12T05:00:00",-6.8,69,0,0,0,56.360504000049957,-43.47881249259023,-110.43604678100884,250,0,6.4918808452757215,null,45,"","","",0]
["2015-02-12T06:00:00",-7.2,70,0,0,0,51.650163032997227,-32.219686137523382,-98.665341045021094,94,0,6.4897139234189511,null,45,"","","",0]
["2015-02-12T07:00:00",-7.5,70,22.222222222222221,50,19.444444444444443,69.372461625895426,-20.616667895796553,-88.795448362415598,35,0,6.4875475501318007,null,985,"",20,"",22.222222222222221]
["2015-02-12T08:00:00",-7.6,68,113.8888888888889,133.33333333333334,83.333333333333329,62.947521954520994,-9.0482187714472886,-79.614648990145696,334,0,6.4853817265287841,null,385,"",20,"",113.8888888888889]
["2015-02-12T09:00:00",-7,64,319.44444444444451,666.66666666666663,77.777777777777771,59.5043695825604,2.1834618813008104,-70.303483936354937,0,0,6.483216453724129,null,385,"",20,"",319.44444444444451]
["2015-02-12T10:00:00",-5.3,57,408.33333333333331,633.33333333333337,113.88888888888889,56.843255846255943,12.748227201558803,-60.170272601448168,1,0,6.4810517328317863,null,145,"",20,"",408.33333333333331]
["2015-02-12T11:00:00",-2.8,48,519.44444444444446,836.11111111111109,83.333333333333329,55.892524237394184,22.209625157546604,-48.536206050193904,162,0,6.4788875649654099,null,145,"",20,"",519.44444444444446]
["2015-02-12T12:00:00",0.1,39,513.88888888888891,791.66666666666663,91.666666666666671,77.099450869127736,29.957987527479002,-34.774888217961518,176,0,6.4767239512383821,null,145,"",20,"",513.88888888888891]
["2015-02-12T13:00:00",2.9,30,502.77777777777777,863.88888888888891,75,68.256278226552809,35.204870513052839,-18.616834604359319,239,0,6.4745608927637948,null,445,"",20,"",502.77777777777777]
["2015-02-12T14:00:00",5.4,22,427.77777777777777,891.66666666666663,58.333333333333329,77.346701137960508,37.167726674780909,-0.70246829932104204,116,0,6.4723983906544547,null,145,"",20,"",427.77777777777777]
["2015-02-12T15:00:00",7.1,17,225,475,86.111111111111114,56.756298372471463,35.480536915420949,17.286597409119135,337,2,6.4702364460228852,null,145,"",20,"",225]
["2015-02-12T16:00:00",7.7,16,66.666666666666671,125,50,78.761167877791479,30.460656272883906,33.617322635399901,98,2,6.4680750599813113,null,145,"",20,"",66.666666666666671]
["2015-02-12T17:00:00",7.2,17,5.5555555555555554,2.7777777777777777,5.5555555555555554,74.25577176438469,22.874784887662734,47.561181996707475,156,2,6.4659142336416906,null,445,"",20,"",5.5555555555555554]
["2015-02-12T18:00:00",5.9,20,0,0,0,68.804190870640241,13.520850663922612,59.338297829783698,252,2,6.4637539681156744,null,1105,"",20,"",0]
[{"$f":"A1031+1/24","v":"2015-02-12T19:00:00"},4.2,24,0,0,0,53.502483843362995,3.0235355730048363,69.562678367747679,24,2,6.461594264514634,null,1105,"",20,"",0]
["2015-02-12T20:00:00",2.4,28,0,0,0,64.877268613559465,-8.1695072371574007,78.913021555359265,66,2,6.4594351239496532,null,505,"",20,"",0]
["2015-02-12T21:00:00",0.8,31,0,0,0,79.350998199410355,-19.722634438757552,88.077560769643128,22,3,6.4572765475315181,null,505,"",20,"",0]
["2015-02-12T22:00:00",-0.3,33,0,0,0,55.252608551651178,-31.334601729581646,97.858871867094379,17,3,6.4551185363707324,null,445,"",20,"",0]
["2015-02-12T23:00:00",-1.1000000000000001,33,0,0,0,59.583214014623309,-42.638006265007782,109.42431454594491,136,3,6.4529610915775057,null,445,"","","",0]
["2015-02-13",-1.6,33,0,0,0,74.306220575932116,-53.009247055189967,124.78738177942272,191,3,6.4508042142617574,null,45,"","","",0]
["2015-02-13T01:00:00",-2.1,33,0,0,0,65.041770216693521,-60.847939159664229,147.58131385478882,171,3,6.4486479055331145,null,45,"","","",0]
["2015-02-13T02:00:00",-2.8,33,0,0,0,62.892524237394184,-64.29036740055227,178.71653920003104,25,3,6.4464921665009127,null,45,"","","",0]
["2015-02-13T03:00:00",-3.8,34,0,0,0,73.435840578234718,-61.310399663990488,-149.67596803720056,22,2,6.4443369982741894,null,45,"","","",0]
["2015-02-13T04:00:00",-5.2,37,0,0,0,72.279330863034545,-53.47887927027903,-126.56993884625653,110,2,6.442182401961694,null,45,"","","",0]
["2015-02-13T05:00:00",-6.9,40,0,0,0,53.93219562670896,-43.253871617477934,-110.77606127208544,95,2,6.4400283786718795,null,45,"","","",0]
["2015-02-13T06:00:00",-8.5,44,0,0,0,62.144612420739975,-32.011295769018439,-98.973834862500965,90,2,6.4378749295129056,null,45,"","","",0]
["2015-02-13T07:00:00",-9.6,48,41.666666666666664,263.88888888888886,25,47.549006053045275,-20.412295787140504,-89.07779602663723,182,2,6.4357220555926382,null,985,"",20,"",41.666666666666664]
["2015-02-13T08:00:00",-10.1,50,183.33333333333334,527.77777777777771,61.111111111111107,47.479026653370681,-8.838428809297687,-79.878015737248703,260,2,6.4335697580186348,null,385,"",20,"",183.33333333333334]
["2015-02-13T09:00:00",-7.8,51,330.55555555555554,694.44444444444446,75,68.099081639486428,2.4065479442082336,-70.55254150380199,22,3,6.4314180378981778,null,385,"",20,"",330.55555555555554]
["2015-02-13T10:00:00",-5.2,49,455.5555555555556,800,80.555555555555557,69.279330863034545,12.991690290730073,-60.405134192943272,86,3,6.429266896338234,null,145,"",20,"",455.5555555555556]
["2015-02-13T11:00:00",-3.5,46,533.33333333333337,858.33333333333326,80.555555555555557,55.767645906407211,22.479460456476037,-48.749411400419568,101,3,6.42711633444548,null,145,"",20,"",533.33333333333337]
["2015-02-13T12:00:00",-2.2999999999999998,41,563.88888888888891,911.11111111111109,75,76.139491795206027,30.257099050589815,-34.947237687503048,139,3,6.4249663533262975,null,145,"",20,"",563.88888888888891]
["2015-02-13T13:00:00",-1.5,36,519.44444444444446,897.22222222222217,69.444444444444443,67.760614339077165,35.528942394723984,-18.717023824397526,279,3,6.4228169540867599,null,445,"",20,"",519.44444444444446]
["2015-02-13T14:00:00",-0.7,32,413.88888888888886,827.77777777777771,66.666666666666671,56.413870848621741,37.501938010668788,-0.70178146228423532,142,3,6.4206681378326493,null,145,"",20,"",413.88888888888886]
["2015-02-13T15:00:00",0.4,28,252.77777777777777,633.33333333333337,66.666666666666671,70.489915564463786,35.804224609384761,17.388987821839162,22,3,6.4185199056694469,null,145,"",20,"",252.77777777777777]
["2015-02-13T16:00:00",1.4,26,77.777777777777771,180.55555555555554,52.777777777777779,74.157948537921072,30.758574991992198,33.793311964308842,73,3,6.4163722587023297,null,145,"",20,"",77.777777777777771]
["2015-02-13T17:00:00",1,25,5.5555555555555554,2.7777777777777777,5.5555555555555554,65.28460181068391,23.142317348345852,47.77880441962882,179,3,6.4142251980361769,null,445,"",20,"",5.5555555555555554]
["2015-02-13T18:00:00",-0.1,26,0,0,0,81.17501514813415,13.760895883963869,59.577589801300903,333,3,6.4120787247755686,null,1105,"",20,"",0]
["2015-02-13T19:00:00",-1.7,27,0,0,0,67.852328535693118,3.2422271757418275,69.815784909433731,86,3,6.4099328400247719,null,1105,"",20,"",0]
["2015-02-13T20:00:00",-3.3,29,0,0,0,63.657989146407033,-7.9649460551940034,79.179959037599488,251,3,6.4077875448877633,null,505,"",20,"",0]
["2015-02-13T21:00:00",-4.9000000000000004,32,0,0,0,73.590488421346492,-19.524242661143074,88.363102881002618,360,3,6.4056428404682091,null,505,"",20,"",0]
["2015-02-13T22:00:00",-6.1,35,0,0,0,55.372198287984077,-31.132943622264875,98.170567140334995,187,3,6.4034987278694748,null,445,"",20,"",0]
["2015-02-13T23:00:00",-7.1,38,0,0,0,63.077025505359245,-42.420615861724222,109.7687819839967,223,3,6.401355208194623,null,445,"","","",0]
["2015-02-14",-7.8,40,0,0,0,70.099081639486428,-52.758978213503056,125.1544556803124,135,3,6.3992122825463991,null,45,"","","",0]
["2015-02-14T01:00:00",-8.4,43,0,0,0,63.565246920190248,-60.545135186836546,147.88774116307539,17,3,6.3970699520272651,null,45,"","","",0]
["2015-02-14T02:00:00",-9,45,0,0,0,53.048580968219369,-63.95270131791559,178.74589508677983,343,3,6.3949282177393547,null,45,"","","",0]
["2015-02-14T03:00:00",-9.6999999999999993,47,0,0,0,62.13406641429998,-60.998148756102175,-149.94368396321946,225,2,6.3927870807845082,null,45,"","","",0]
["2015-02-14T04:00:00",-10.5,49,0,0,0,57.831519772756167,-53.214574326846083,-126.92261505159108,261,2,6.3906465422642551,null,45,"","","",0]
["2015-02-14T05:00:00",-11.3,49,0,0,0,47.559013119618669,-43.02322844165073,-111.11449343376542,9,2,6.3885066032798132,null,45,"","","",0]
["2015-02-14T06:00:00",-12.1,50,0,0,0,55.316363737550034,-31.797515228712349,-99.282090830561629,173,2,6.3863672649320975,null,45,"","","",0]
["2015-02-14T07:00:00",-12.6,50,27.777777777777779,63.888888888888886,22.222222222222221,71.304788805789201,-20.202840584592487,-89.360532630047587,154,2,6.3842285283217111,null,985,"",20,"",27.777777777777779]
["2015-02-14T08:00:00",-12.8,49,83.333333333333329,47.222222222222221,72.222222222222214,64.503394605303754,-8.6238061663296079,-80.142073356640452,150,2,6.3820903945489489,null,385,"",20,"",83.333333333333329]
["2015-02-14T09:00:00",-9.4,48,119.44444444444444,33.333333333333336,108.33333333333333,55.380303478271458,2.6342814777657173,-70.802423104797569,292,2,6.3799528647137942,null,385,"",20,"",119.44444444444444]
["2015-02-14T10:00:00",-5.6,46,311.11111111111109,261.11111111111109,186.11111111111111,58.537958200080652,13.239680711743478,-60.640810714322853,111,2,6.3778159399159238,null,145,"",20,"",311.11111111111109]
["2015-02-14T11:00:00",-3.2,43,347.22222222222223,250,213.88888888888889,65.103903773795764,22.753759533924132,-48.963190254616485,344,2,6.3756796212546938,null,145,"",20,"",347.22222222222223]
["2015-02-14T12:00:00",-1.6,41,538.88888888888891,833.33333333333326,86.111111111111114,48.306220575932116,30.560621466492037,-35.119442244081384,46,2,6.3735439098291575,null,145,"",20,"",538.88888888888891]
["2015-02-14T13:00:00",-0.5,37,483.33333333333331,780.55555555555554,88.888888888888886,58.332228108235654,35.857239454401729,-18.815555253979205,255,2,6.3714088067380521,null,445,"",20,"",483.33333333333331]
["2015-02-14T14:00:00",0.6,35,347.22222222222223,530.55555555555554,122.22222222222221,73.419437111083994,37.839828315224075,-0.6972816157048094,110,2,6.3692743130798037,null,145,"",20,"",347.22222222222223]
["2015-02-14T15:00:00",2.2000000000000002,32,161.11111111111111,158.33333333333334,113.88888888888889,68.929283684026927,36.130639616518323,17.49695495116902,337,5,6.3671404299525243,null,145,"",20,"",161.11111111111111]
["2015-02-14T16:00:00",3.7,30,50,44.444444444444443,44.444444444444443,61.089674614169439,31.05816843168428,33.975469816098212,248,5,6.3650071584540058,null,145,"",20,"",50]
["2015-02-14T17:00:00",3.3,28,2.7777777777777777,0,2.7777777777777777,51.168816474946425,23.410690181560884,48.002322733525347,34,5,6.3628744996817392,null,445,"",20,"",2.7777777777777777]
["2015-02-14T18:00:00",2.2000000000000002,27,0,0,0,76.929283684026927,14.001261007397254,59.82223664014591,4,5,6.3607424547328844,null,1105,"",20,"",0]
["2015-02-14T19:00:00",0.6,27,0,0,0,52.419437111083994,3.4609955980506943,70.073758687084251,39,5,6.3586110247042971,null,1105,"",20,"",0]
["2015-02-14T20:00:00",-1,26,0,0,0,62.040121938918958,-7.7603275828462124,79.451423563119548,295,5,6.3564802106925127,null,505,"",20,"",0]
["2015-02-14T21:00:00",-2.6,27,0,0,0,64.789816788777671,-19.325619519959012,88.652973538262899,315,2,6.3543500137937459,null,505,"",20,"",0]
["2015-02-14T22:00:00",-3.8,28,0,0,0,71.435840578234718,-30.930687957775238,98.486473590361001,158,2,6.3522204351038996,null,445,"",20,"",0]
["2015-02-14T23:00:00",-4.8,30,0,0,0,52.028519659544145,-42.202055000815378,110.11727419581027,226,2,6.3500914757185569,null,445,"","","",0]
["2015-02-15",-5.5,33,0,0,0,69.972569879133403,-52.506783364740265,125.52501863990885,214,2,6.3479631367329823,null,45,"","","",0]
["2015-02-15T01:00:00",-6.2,36,0,0,0,58.940503456005331,-60.239696678266199,148.19697087661609,340,2,6.3458354192421194,null,45,"","","",0]
["2015-02-15T02:00:00",-6.9,39,0,0,0,70.93219562670896,-63.611547290878889,178.78145860598246,131,2,6.3437083243405974,null,45,"","","",0]
["2015-02-15T03:00:00",-7.8,43,0,0,0,57.099081639486428,-60.680941865400129,-150.20338896433134,0,0,6.3415818531227162,null,45,"","","",0]
["2015-02-15T04:00:00",-8.9,47,0,0,0,63.466836318971502,-52.944599940592163,-127.27080361561373,147,0,6.339456006682461,null,45,"","","",0]
["2015-02-15T05:00:00",-10,51,0,0,0,60.892079491092488,-42.786991637287493,-111.45119542267035,354,0,6.3373307861134958,null,45,"","","",0]
["2015-02-15T06:00:00",-11,54,0,0,0,70.782694413834463,-31.578442456764975,-99.58998398372259,22,0,6.3352061925091618,null,45,"","","",0]
["2015-02-15T07:00:00",-11.7,56,27.777777777777779,55.555555555555557,22.222222222222221,58.933967667761635,-19.98839859421259,-89.643559460110794,199,0,6.3330822269624774,null,985,"",20,"",27.777777777777779]
["2015-02-15T08:00:00",-12,56,127.77777777777777,158.33333333333334,88.888888888888886,46.720068322325574,-8.40445034605969,-80.406745871915874,64,0,6.3309588905661327,null,385,"",20,"",127.77777777777777]
["2015-02-15T09:00:00",-10.8,54,255.55555555555554,302.77777777777777,141.66666666666666,54.600819292769756,2.8665574705108554,-71.053073303975367,0,0,6.3288361844125074,null,385,"",20,"",255.55555555555554]
["2015-02-15T10:00:00",-8.6999999999999993,49,438.88888888888886,711.11111111111109,97.222222222222214,61.304772710580551,13.49208746117138,-60.877267284672634,158,0,6.3267141095936417,null,145,"",20,"",438.88888888888886]
[{"$f":"A1095+1/24","v":"2015-02-15T11:00:00"},-6.3,43,563.88888888888891,913.88888888888891,72.222222222222214,70.509293492743893,23.032406801790675,-49.177528850694003,321,0,6.3245926672012605,null,145,"",20,"",563.88888888888891]
["2015-02-15T12:00:00",-3.9,36,622.22222222222217,1038.8888888888889,52.777777777777779,49.992893210252703,30.868437790560602,-35.291504812015262,303,0,6.3224718583267627,null,145,"",20,"",622.22222222222217]
["2015-02-15T13:00:00",-1.5,29,536.11111111111109,916.66666666666663,69.444444444444443,51.760614339077165,36.189645878469584,-18.912431579969454,264,0,6.3203516840612153,null,445,"",20,"",536.11111111111109]
["2015-02-15T14:00:00",0.6,23,391.66666666666663,722.22222222222217,83.333333333333329,70.419437111083994,38.18128089240642,-0.68895424838459773,359,0,6.3182321454953652,null,145,"",20,"",391.66666666666663]
["2015-02-15T15:00:00",2.4,18,236.11111111111111,475,91.666666666666671,85.877268613559465,36.459662351759235,17.610513845329951,22,3,6.316113243719629,null,145,"",20,"",236.11111111111111]
["2015-02-15T16:00:00",3.3,16,69.444444444444443,108.33333333333333,52.777777777777779,68.168816474946425,31.359321085488702,34.16378053864193,8,3,6.3139949798240984,null,145,"",20,"",69.444444444444443]
["2015-02-15T17:00:00",2.9,16,5.5555555555555554,2.7777777777777777,5.5555555555555554,71.256278226552809,23.679802172252916,48.231684231668311,48,3,6.3118773548985327,null,445,"",20,"",5.5555555555555554]
["2015-02-15T18:00:00",1.7,17,0,0,0,62.56834241109226,14.241864516074841,60.072158710013433,5,3,6.3097603700323699,null,1105,"",20,"",0]
["2015-02-15T19:00:00",0.2,20,0,0,0,68.562430580486762,3.6797795691314956,70.336502466803509,58,3,6.3076440263147067,null,1105,"",20,"",0]
["2015-02-15T20:00:00",-1.6,23,0,0,0,63.306220575932116,-7.5556946859189846,79.727303881687305,90,3,6.3055283248343219,null,505,"",20,"",0]
["2015-02-15T21:00:00",-3.3,26,0,0,0,66.657989146407033,-19.126792323143917,88.947045418217897,22,2,6.303413266679657,null,505,"",20,"",0]
["2015-02-15T22:00:00",-4.7,29,0,0,0,78.467040865513241,-30.727850395778169,98.806439930366167,158,2,6.3012988529388245,null,445,"",20,"",0]
["2015-02-15T23:00:00",-5.8,32,0,0,0,62.670195630242517,-41.982334438969218,110.46960096974705,158,2,6.2991850846996087,null,445,"","","",0]
["2015-02-16",-6.8,34,0,0,0,72.360504000049957,-52.252682386109619,125.89882398326071,13,2,6.2970719630494516,null,45,"","","",0]
["2015-02-16T01:00:00",-7.7,37,0,0,0,71.523062079482258,-59.931677569633472,148.50871532217758,81,2,6.2949594890754792,null,45,"","","",0]
["2015-02-16T02:00:00",-8.5,40,0,0,0,62.144612420739975,-63.267015872423549,178.82291635152316,274,2,6.2928476638644657,null,45,"","","",0]
["2015-02-16T03:00:00",-9.3000000000000007,43,0,0,0,59.796661982301771,-60.35893191821355,-150.45519216636873,0,0,6.2907364885028647,null,45,"","","",0]
["2015-02-16T04:00:00",-10.199999999999999,46,0,0,0,72.066444620498771,-52.669092065459559,-127.61440007661031,176,0,6.2886259640767923,null,45,"","","",0]
["2015-02-16T05:00:00",-11.1,50,0,0,0,65.374333535869766,-42.545273697487758,-111.78602860799894,343,0,6.2865160916720253,null,45,"","","",0]
["2015-02-16T06:00:00",-11.9,53,0,0,0,57.124236935302747,-31.354179024241706,-99.897395030752179,158,0,6.2844068723740083,null,45,"","","",0]
["2015-02-16T07:00:00",-12.5,55,38.888888888888886,125,27.777777777777779,69.706178576408206,-19.76906936507218,-89.926781739075651,219,0,6.2822983072678529,null,985,"",20,"",38.888888888888886]
["2015-02-16T08:00:00",-12.7,54,208.33333333333331,622.22222222222217,55.555555555555557,59.903860933584042,-8.1804637012850705,-80.671960375548338,89,0,6.2801903974383295,null,385,"",20,"",208.33333333333331]
["2015-02-16T09:00:00",-11.6,53,319.44444444444451,566.66666666666663,102.77777777777777,47.339530498533634,3.1032684266672645,-71.304439323101974,0,0,6.278083143969873,null,385,"",20,"",319.44444444444451]
["2015-02-16T10:00:00",-9.4,49,386.11111111111114,466.66666666666663,161.11111111111111,47.380303478271458,13.748797394747605,-61.114471570733123,104,0,6.275976547946585,null,145,"",20,"",386.11111111111114]
["2015-02-16T11:00:00",-6.6,43,433.33333333333331,455.55555555555554,186.11111111111111,67.218569183970374,23.315284886452329,-49.392416120447663,55,0,6.2738706104522173,null,145,"",20,"",433.33333333333331]
["2015-02-16T12:00:00",-3.6,37,625,1030.5555555555554,55.555555555555557,54.323216559644322,31.180429682121328,-35.463431262992351,56,0,6.2717653325701948,null,145,"",20,"",625]
["2015-02-16T13:00:00",-0.6,30,569.44444444444446,994.44444444444446,58.333333333333329,68.872796765947385,36.526045019949876,-19.007658275330165,237,0,6.2696607153835968,null,445,"",20,"",569.44444444444446]
["2015-02-16T14:00:00",2.2000000000000002,25,472.22222222222223,975,50,67.929283684026927,38.526178687458412,-0.67678690288205656,151,0,6.2675567599751654,null,145,"",20,"",472.22222222222223]
["2015-02-16T15:00:00",4.4000000000000004,21,252.77777777777777,555.55555555555554,80.555555555555557,65.4712685843391,36.791173311849079,17.729677518532164,247,2,6.265453467427303,null,145,"",20,"",252.77777777777777]
["2015-02-16T16:00:00",5.5,20,80.555555555555557,155.55555555555554,55.555555555555557,61.837141721475177,31.661918171273157,34.358225754228236,4,2,6.2633508388220624,null,145,"",20,"",80.555555555555557]
["2015-02-16T17:00:00",5,21,11.111111111111111,11.111111111111111,11.111111111111111,77.390214245441655,23.949553520362912,48.466833307741744,353,2,6.2612488752411721,null,445,"",20,"",11.111111111111111]
["2015-02-16T18:00:00",3.6,23,0,0,0,63.608678772565213,14.482626774456714,60.327273891061239,24,2,6.2591475777659991,null,1105,"",20,"",0]
["2015-02-16T19:00:00",1.8,26,0,0,0,52.039501186266477,3.8985198834996528,70.603917117319895,354,2,6.2570469474775798,null,1105,"",20,"",0]
["2015-02-16T20:00:00",-0.2,30,0,0,0,75.713558395095276,-7.3510882196394922,80.007487381395592,254,2,6.2549469854566073,null,505,"",20,"",0]
["2015-02-16T21:00:00",-2,33,0,0,0,68.493659058520109,-18.927786617089602,89.245190297235212,0,0,6.2528476927834209,null,505,"",20,"",0]
["2015-02-16T22:00:00",-3.3,36,0,0,0,63.657989146407033,-30.524445275721288,99.130314472323761,293,0,6.2507490705380278,null,445,"",20,"",0]
["2015-02-16T23:00:00",-4.3,38,0,0,0,54.226032673916961,-41.761464277457655,110.82557261250707,290,0,6.2486511198000825,null,445,"","","",0]
["2015-02-17",-5,40,0,0,0,60.152946785817164,-51.996695309700542,126.27562798078793,77,0,6.2465538416488977,null,45,"","","",0]
["2015-02-17T01:00:00",-5.6,42,0,0,0,63.537958200080652,-59.621132228404058,148.82269423869266,46,0,6.2444572371634388,null,45,"","","",0]
["2015-02-17T02:00:00",-6.2,44,0,0,0,61.940503456005331,-62.919216863627319,178.86996042646007,10,0,6.2423613074223265,null,45,"","","",0]
["2015-02-17T03:00:00",-7,46,0,0,0,47.5043695825604,-60.032272021221893,-150.69921518995434,0,0,6.2402660535038281,null,45,"","","",0]
["2015-02-17T04:00:00",-8,49,0,0,0,52.252557620135349,-52.388189487142455,-127.95331464294169,15,0,6.2381714764858707,null,45,"","","",0]
["2015-02-17T05:00:00",-9.1,52,0,0,0,57.630800368092594,-42.298190746957125,-112.1188635294244,116,0,6.2360775774460286,null,45,"","","",0]
["2015-02-17T06:00:00",-10.1,55,0,0,0,64.479026653370681,-31.124829990995085,-100.20421038510418,328,0,6.2339843574615292,null,45,"","","",0]
["2015-02-17T07:00:00",-10.9,56,38.888888888888886,105.55555555555556,30.555555555555554,60.191522880533967,-19.544955572941571,-90.210108647154613,36,0,6.2318918176092541,null,985,"",20,"",38.888888888888886]
["2015-02-17T08:00:00",-11.2,56,133.33333333333334,158.33333333333334,94.444444444444443,63.966439889974538,-7.9519513326187781,-80.937647032838797,116,0,6.2297999589657227,null,385,"",20,"",133.33333333333334]
["2015-02-17T09:00:00",-11,54,188.88888888888889,113.88888888888889,144.44444444444443,60.782694413834463,3.3443044569367015,-71.556471027220084,0,0,6.227708782607122,null,385,"",20,"",188.88888888888889]
["2015-02-17T10:00:00",-9.4,49,302.77777777777777,219.44444444444443,194.44444444444443,65.380303478271458,14.009695308036783,-61.352393760889257,275,0,6.2256182896092707,null,145,"",20,"",302.77777777777777]
["2015-02-17T11:00:00",-6.4,42,302.77777777777777,150,219.44444444444443,65.078568035002718,23.602274698569616,-49.60784366269764,48,0,6.223528481047647,null,145,"",20,"",302.77777777777777]
["2015-02-17T12:00:00",-2.7,35,469.44444444444446,527.77777777777771,175,65.340921679905534,31.496477504737811,-35.635230404108263,95,0,6.221439357997375,null,145,"",20,"",469.44444444444446]
["2015-02-17T13:00:00",1.2,27,205.55555555555554,55.555555555555557,177.77777777777777,64.220250928322457,36.866319454733883,-19.101243600507221,297,0,6.2193509215332208,null,445,"",20,"",205.55555555555554]
["2015-02-17T14:00:00",4.7,20,338.88888888888886,441.66666666666663,147.22222222222223,77.928377685771466,38.874404342061929,-0.66076917012170944,134,0,6.2172631727296022,null,145,"",20,"",338.88888888888886]
["2015-02-17T15:00:00",7.3,15,269.44444444444446,638.88888888888891,69.444444444444443,76.755779924327044,37.125053131926975,17.854456940853069,0,0,6.2151761126605845,null,145,"",20,"",269.44444444444446]
["2015-02-17T16:00:00",8.3000000000000007,13,113.8888888888889,400,50,77.785357777724641,31.965845692375247,34.558784339019347,206,0,6.2130897423998732,null,145,"",20,"",113.8888888888889]
["2015-02-17T17:00:00",7.8,12,5.5555555555555554,2.7777777777777777,5.5555555555555554,93.263855604124444,24.219845894923168,48.707711463339564,180,0,6.211004063020825,null,445,"",20,"",5.5555555555555554]
["2015-02-17T18:00:00",6.6,13,0,0,0,86.266939587971478,14.723470062321571,60.587497619526559,66,0,6.2089190755964392,null,1105,"",20,"",0]
["2015-02-17T19:00:00",4.8,16,0,0,0,88.415130761681041,4.1171594061825862,70.875901666878036,291,0,6.2068347811993529,null,1105,"",20,"",0]
["2015-02-17T20:00:00",2.9,19,0,0,0,75.256278226552809,-7.146547051123127,80.291860150937495,184,0,6.2047511809018552,null,505,"",20,"",0]
["2015-02-17T21:00:00",1,22,0,0,0,78.28460181068391,-18.728626234943068,89.547279114487026,337,2,6.2026682757758751,null,505,"",20,"",0]
["2015-02-17T22:00:00",-0.6,25,0,0,0,67.872796765947385,-30.320485688622515,99.457945194466774,23,2,6.2005860668929831,null,445,"",20,"",0]
["2015-02-17T23:00:00",-1.9,27,0,0,0,64.94604814624023,-41.539454052113292,111.18500003286327,140,2,6.1985045553243943,null,445,"","","",0]
["2015-02-18",-3.1,29,0,0,0,63.550314229104629,-51.738842413004129,126.655189946392,38,2,6.196423742140956,null,45,"","","",0]
["2015-02-18T01:00:00",-4.0999999999999996,31,0,0,0,51.108477887416825,-59.308115515744667,149.13863476600409,154,2,6.1943436284131739,null,45,"","","",0]
["2015-02-18T02:00:00",-5,33,0,0,0,51.152946785817164,-62.568259358709945,178.92228878666214,63,2,6.1922642152111731,null,45,"","","",0]
[{"$f":"A1159+1/24","v":"2015-02-18T03:00:00"},-6,35,0,0,0,55.804378352014226,-59.701115313224683,-150.93559090471152,0,0,6.1901855036047335,null,45,"","","",0]
["2015-02-18T04:00:00",-7.1,37,0,0,0,71.077025505359245,-52.102033582130282,-128.28747169194486,256,0,6.1881074946632699,null,45,"","","",0]
["2015-02-18T05:00:00",-8.1,39,0,0,0,74.830013318875388,-42.045862352294748,-112.44957982430084,88,0,6.1860301894558294,null,45,"","","",0]
["2015-02-18T06:00:00",-8.9,40,0,0,0,62.466836318971502,-30.890503761753791,-100.51032217696647,256,0,6.1839535890511037,null,45,"","","",0]
["2015-02-18T07:00:00",-9.6,41,41.666666666666664,111.11111111111111,30.555555555555554,57.549006053045275,-19.316162902447797,-90.493453334144817,10,0,6.1818776945174232,null,985,"",20,"",41.666666666666664]
["2015-02-18T08:00:00",-9.8000000000000007,41,141.66666666666666,180.55555555555554,94.444444444444443,64.719599013326388,-7.7190209860680534,-81.203739077847871,326,0,6.1798025069227496,null,385,"",20,"",141.66666666666666]
["2015-02-18T09:00:00",-9.6,39,363.88888888888886,736.11111111111109,75,60.549006053045275,3.5895533696739057,-71.809120904703008,0,0,6.1777280273346857,null,385,"",20,"",363.88888888888886]
["2015-02-18T10:00:00",-7.6,36,455.5555555555556,719.44444444444446,100,54.947521954520994,14.274664016942914,-61.591006534212219,96,0,6.1756542568204695,null,145,"",20,"",455.5555555555556]
["2015-02-18T11:00:00",-4.0999999999999996,32,377.77777777777777,283.33333333333331,222.22222222222223,51.108477887416825,23.893255502179976,-49.823805712457094,213,0,6.1735811964469676,null,145,"",20,"",377.77777777777777]
["2015-02-18T12:00:00",0.2,28,411.11111111111109,344.44444444444446,216.66666666666666,61.562430580486762,31.816460385265117,-35.806913963506467,132,0,6.1715088472806894,null,145,"",20,"",411.11111111111109]
["2015-02-18T13:00:00",4.4000000000000004,23,463.88888888888886,622.22222222222217,136.11111111111111,79.4712685843391,37.210351036350808,-19.193198604347323,176,0,6.1694372103877742,null,445,"",20,"",463.88888888888886]
["2015-02-18T14:00:00",7.5,20,416.66666666666663,761.11111111111109,80.555555555555557,78.757402074707159,39.22584024811146,-0.64089268444515279,261,0,6.1673662868339978,null,145,"",20,"",416.66666666666663]
["2015-02-18T15:00:00",8.6999999999999993,17,261.11111111111114,558.33333333333326,83.333333333333329,71.812258732469672,37.461182640969902,17.984861026593546,157,2,6.1652960776847685,null,145,"",20,"",261.11111111111114]
["2015-02-18T16:00:00",8.3000000000000007,16,91.666666666666671,191.66666666666666,61.111111111111107,76.785357777724641,32.270990497563744,34.765432401613268,288,2,6.1632265840051188,null,145,"",20,"",91.666666666666671]
["2015-02-18T17:00:00",7.2,17,8.3333333333333339,5.5555555555555554,8.3333333333333339,73.25577176438469,24.490582486282985,48.954257316022151,296,2,6.1611578068597304,null,445,"",20,"",8.3333333333333339]
["2015-02-18T18:00:00",5.7,19,0,0,0,55.819608174322468,14.964318604887156,60.852742927968521,55,2,6.1590897473128976,null,1105,"",20,"",0]
["2015-02-18T19:00:00",4.0999999999999996,21,0,0,0,77.018876738002746,4.3356430750861739,71.152353359943291,275,2,6.157022406428557,null,1105,"",20,"",0]
["2015-02-18T20:00:00",2.4,23,0,0,0,75.877268613559465,-6.9421080844286669,80.580307040836871,176,2,6.1549557852702765,null,505,"",20,"",0]
["2015-02-18T21:00:00",1.1000000000000001,24,0,0,0,82.752170494658969,-18.529333346879866,89.853182033558085,45,1,6.1528898849012421,null,505,"",20,"",0]
["2015-02-18T22:00:00",0.2,25,0,0,0,67.562430580486762,-30.115983549817919,99.789179806844032,15,1,6.1508247063842818,null,445,"",20,"",0]
["2015-02-18T23:00:00",-0.3,25,0,0,0,81.252608551651178,-41.316312822622244,111.54769482283311,217,1,6.1487602507818453,null,445,"","","",0]
["2015-02-19",-0.6,24,0,0,0,73.872796765947385,-51.479144306333829,127.03727232907514,16,1,6.1466965191560128,null,45,"","","",0]
["2015-02-19T01:00:00",-0.8,24,0,0,0,69.955449985440225,-58.992682844193425,149.45627141889506,30,1,6.1446335125684914,null,45,"","","",0]
["2015-02-19T02:00:00",-1,24,0,0,0,74.040121938918958,-62.214251789971378,178.97960552809394,275,1,6.1425712320806181,null,45,"","","",0]
["2015-02-19T03:00:00",-1.5,24,0,0,0,67.760614339077165,-59.365614830917224,-151.16446223716321,112,1,6.1405096787533466,null,45,"","","",0]
["2015-02-19T04:00:00",-2.2999999999999998,25,0,0,0,62.139491795206027,-51.810768084013461,-128.61680923924823,84,1,6.1384488536472688,null,45,"","","",0]
["2015-02-19T05:00:00",-3.2,27,0,0,0,72.103903773795764,-41.788411332607069,-112.778066126064,194,1,6.1363887578225942,null,45,"","","",0]
["2015-02-19T06:00:00",-4.0999999999999996,28,0,0,0,74.108477887416825,-30.65131194091423,-100.81562824757947,325,1,6.1343293923391604,null,45,"","","",0]
["2015-02-19T07:00:00",-4.7,30,58.333333333333329,263.88888888888886,33.333333333333336,74.467040865513241,-19.082799928034504,-90.776732919810414,85,1,6.1322707582564302,null,985,"",20,"",58.333333333333329]
["2015-02-19T08:00:00",-5,31,147.22222222222223,188.88888888888889,97.222222222222214,63.152946785817164,-7.4817829498835469,-81.470172801517805,142,1,6.1302128566334817,null,385,"",20,"",147.22222222222223]
["2015-02-19T09:00:00",-3.9,32,327.77777777777777,541.66666666666663,111.11111111111111,59.992893210252703,3.838900762288719,-72.06234404136903,67,2,6.1281556885290325,null,385,"",20,"",327.77777777777777]
["2015-02-19T10:00:00",-2.1,32,436.11111111111109,608.33333333333337,133.33333333333334,69.041770216693521,14.543584437954225,-61.8302850246506,215,2,6.126099255001404,null,145,"",20,"",436.11111111111109]
["2015-02-19T11:00:00",-0.2,31,461.11111111111114,500,183.33333333333334,62.713558395095276,24.188104983009389,-50.040299106175709,1,2,6.1240435571085534,null,145,"",20,"",461.11111111111114]
["2015-02-19T12:00:00",1.7,30,575,861.11111111111109,86.111111111111114,60.56834241109226,32.140256271619727,-35.978496573653807,91,2,6.1219885959080553,null,145,"",20,"",575]
["2015-02-19T13:00:00",3.4,29,358.33333333333331,277.77777777777777,211.11111111111111,61.648250079418858,37.558020949239094,-19.283537124641168,100,2,6.1199343724571023,null,445,"",20,"",358.33333333333331]
["2015-02-19T14:00:00",4.9000000000000004,28,352.77777777777777,466.66666666666663,144.44444444444443,56.902409488803414,39.580368600092861,-0.61715111923457422,197,2,6.1178808878125093,null,145,"",20,"",352.77777777777777]
["2015-02-19T15:00:00",6,27,305.55555555555554,763.88888888888891,58.333333333333329,78.297276759003637,37.799442916091344,18.120896620991772,135,6,6.115828143030714,null,145,"",20,"",305.55555555555554]
["2015-02-19T16:00:00",6.5,27,138.88888888888889,588.88888888888891,38.888888888888886,74.770666798916693,32.577240339831576,34.978143260708421,28,6,6.1137761391677703,null,145,"",20,"",138.88888888888889]
["2015-02-19T17:00:00",6.3,28,11.111111111111111,11.111111111111111,11.111111111111111,57.779717142910329,24.76166805644236,49.206406607978586,232,6,6.1117248772793529,null,445,"",20,"",11.111111111111111]
["2015-02-19T18:00:00",5.7,29,0,0,0,56.819608174322468,15.205098600331066,61.122920486143592,140,6,6.1096743584207553,null,1105,"",20,"",0]
["2015-02-19T19:00:00",4.9000000000000004,31,0,0,0,65.902409488803414,4.5539179005587709,71.433167713708954,175,6,6.1076245836468814,null,1105,"",20,"",0]
["2015-02-19T20:00:00",4,33,0,0,0,69.535792639548674,-6.7378062881353369,80.872711723647086,300,6,6.1055755540122627,null,505,"",20,"",0]
["2015-02-19T21:00:00",3.1,35,0,0,0,79.211508868896487,-18.329928512249779,90.162768502494757,112,3,6.1035272705710408,null,505,"",20,"",0]
["2015-02-19T22:00:00",2.2999999999999998,38,0,0,0,53.403018029853797,-29.910949672545012,100.12386581507378,264,3,6.1014797343769764,null,445,"",20,"",0]
["2015-02-19T23:00:00",1.6,41,0,0,0,67.097697627252728,-41.092049260997257,111.91346933644604,186,3,6.0994329464834465,null,445,"","","",0]
["2015-02-20",1,44,0,0,0,59.28460181068391,-51.217622017072614,127.42164079834747,255,3,6.0973869079434344,null,45,"","","",0]
["2015-02-20T01:00:00",0.5,47,0,0,0,62.954421581303109,-58.674890231171133,149.77534604779618,115,3,6.0953416198095542,null,45,"","","",0]
["2015-02-20T02:00:00",0,49,0,0,0,45.636979182266941,-61.857301972302686,179.0416211228474,109,3,6.0932970831340185,null,45,"","","",0]
["2015-02-20T03:00:00",-0.4,50,0,0,0,50.79216524644022,-59.025923387959608,-151.3859810348649,135,3,6.0912532989686596,null,45,"","","",0]
["2015-02-20T04:00:00",-0.8,51,0,0,0,65.955449985440225,-51.51453885762303,-128.94127838379922,309,3,6.0892102683649272,null,45,"","","",0]
["2015-02-20T05:00:00",-1.1000000000000001,51,0,0,0,63.583214014623309,-41.525963571126688,-113.1042199357917,242,3,6.087167992373872,null,45,"","","",0]
["2015-02-20T06:00:00",-1.3,51,0,0,0,45.670908512594224,-30.407369186507932,-101.12003212654506,273,3,6.0851264720461664,null,45,"","","",0]
["2015-02-20T07:00:00",-1.5,50,44.444444444444443,100,33.333333333333336,45.760614339077165,-18.844977994043106,-91.05986848338101,76,3,6.0830857084320904,null,985,"",20,"",44.444444444444443]
["2015-02-20T08:00:00",-1.5,48,116.66666666666666,88.888888888888886,94.444444444444443,66.760614339077165,-7.2403499508967784,-81.736887532210147,171,3,6.0810457025815348,null,385,"",20,"",116.66666666666666]
["2015-02-20T09:00:00",-0.2,46,388.88888888888891,791.66666666666663,69.444444444444443,70.713558395095276,4.0922301127291014,-72.316098088814371,157,4,6.0790064555440013,null,385,"",20,"",388.88888888888891]
["2015-02-20T10:00:00",1.1000000000000001,44,477.77777777777777,766.66666666666663,91.666666666666671,61.752170494658969,14.816335668030741,-62.070206780470976,238,4,6.0769679683686029,null,145,"",20,"",477.77777777777777]
["2015-02-20T11:00:00",1.9,41,472.22222222222223,522.22222222222217,177.77777777777777,60.511174326858907,24.486699315943738,-50.257323243100601,186,4,6.0749302421040543,null,145,"",20,"",472.22222222222223]
["2015-02-20T12:00:00",2.2000000000000002,38,538.88888888888891,730.55555555555554,119.44444444444444,63.929283684026927,32.467741989222333,-36.149995752278969,140,4,6.0728932777986859,null,145,"",20,"",538.88888888888891]
["2015-02-20T13:00:00",2.4,35,530.55555555555566,830.55555555555554,86.111111111111114,61.877268613559465,37.909209760488494,-19.372275788385249,39,4,6.0708570765004346,null,445,"",20,"",530.55555555555566]
["2015-02-20T14:00:00",2.7,33,408.33333333333331,697.22222222222217,94.444444444444443,63.303121541636301,39.937871446060456,-0.58954018323755841,20,4,6.0688216392568455,null,145,"",20,"",408.33333333333331]
["2015-02-20T15:00:00",3.3,31,241.66666666666666,405.55555555555554,108.33333333333333,60.168816474946425,38.139715335713156,18.262568485178463,180,8,6.0667869671150694,null,145,"",20,"",241.66666666666666]
["2015-02-20T16:00:00",4,31,83.333333333333329,122.22222222222221,61.111111111111107,70.535792639548674,32.884483934021972,35.196887421880916,195,8,6.0647530611218583,null,145,"",20,"",83.333333333333329]
["2015-02-20T17:00:00",3.7,30,11.111111111111111,11.111111111111111,11.111111111111111,64.089674614169439,25.03300898747155,49.464092215344735,241,8,6.0627199223235841,null,445,"",20,"",11.111111111111111]
["2015-02-20T18:00:00",3,31,0,0,0,75.733634115204723,15.445738244703408,61.397938642522284,95,8,6.0606875517662075,null,1105,"",20,"",0]
[{"$f":"A1223+1/24","v":"2015-02-20T19:00:00"},2,33,0,0,0,54.983362207089897,4.7719329621823023,71.718238574396167,174,8,6.0586559504953037,null,1105,"",20,"",0]
["2015-02-20T20:00:00",1,35,0,0,0,62.28460181068391,-6.5336747253738592,81.168956753134466,164,8,6.0566251195560543,null,505,"",20,"",0]
["2015-02-20T21:00:00",0.2,37,0,0,0,63.562430580486762,-18.130430733495729,90.475907312360533,157,4,6.0545950599932326,null,505,"",20,"",0]
["2015-02-20T22:00:00",-0.3,40,0,0,0,57.252608551651178,-29.705393842238657,100.46185058241277,30,4,6.0525657728512279,null,445,"",20,"",0]
["2015-02-20T23:00:00",-0.7,43,0,0,0,67.413870848621741,-40.866671739101825,112.28213676625421,166,4,6.0505372591740265,null,445,"","","",0]
["2015-02-21",-0.8,47,0,0,0,66.955449985440225,-50.954297070684468,127.80806432368003,187,4,6.0485095200052159,null,45,"","","",0]
["2015-02-21T01:00:00",-0.9,51,0,0,0,73.497533805721503,-58.354794348430858,150.09560778746177,2,4,6.0464825563879874,null,45,"","","",0]
["2015-02-21T02:00:00",-1,56,0,0,0,73.040121938918958,-61.497517146994483,179.10805260871842,348,4,6.0444563693651361,null,45,"","","",0]
["2015-02-21T03:00:00",-1.2,61,0,0,0,72.126809662561072,-58.682193466599195,-151.6003069884818,180,2,6.0424309599790469,null,45,"","","",0]
["2015-02-21T04:00:00",-1.6,66,0,0,0,63.306220575932116,-51.213493681470688,-129.2608427336454,68,2,6.0404063292717147,null,45,"","","",0]
["2015-02-21T05:00:00",-2.1,71,0,0,0,58.041770216693521,-41.258647828463424,-113.4279474689434,327,2,6.0383824782847313,null,45,"","","",0]
["2015-02-21T06:00:00",-2.6,76,0,0,0,57.789816788777671,-30.158793063796697,-101.42344299290136,275,2,6.0363594080592868,null,45,"","","",0]
["2015-02-21T07:00:00",-3,81,52.777777777777779,144.44444444444443,38.888888888888886,60.997220879750103,-18.6028110942203,-91.342785042551611,66,2,6.034337119636171,null,985,"",20,"",52.777777777777779]
["2015-02-21T08:00:00",-3.1,84,191.66666666666669,372.22222222222223,91.666666666666671,68.550314229104629,-6.9948370505527615,-82.003825608901366,325,2,6.032315614055765,null,385,"",20,"",191.66666666666669]
["2015-02-21T09:00:00",-2.7,87,275,294.44444444444446,155.55555555555554,56.340921679905534,4.3494228709082723,-72.570343227130721,202,2,6.0302948923580599,null,385,"",20,"",275]
["2015-02-21T10:00:00",-2.2000000000000002,89,325,236.11111111111111,205.55555555555554,63.590381251847987,15.092795064049241,-62.310751719050302,44,2,6.0282749555826296,null,145,"",20,"",325]
["2015-02-21T11:00:00",-1.7,89,336.11111111111109,183.33333333333334,233.33333333333331,51.852328535693118,24.788913231608902,-50.474880042792606,281,2,6.0262558047686525,null,145,"",20,"",336.11111111111109]
["2015-02-21T12:00:00",-1.2,89,344.44444444444446,186.11111111111111,236.11111111111111,68.126809662561072,32.79879329607607,-36.321431880992982,150,2,6.024237440954904,null,145,"",20,"",344.44444444444446]
["2015-02-21T13:00:00",-0.6,88,411.11111111111109,394.44444444444446,197.22222222222223,63.872796765947385,38.263797470025935,-19.459434011848227,185,2,6.0222198651797463,null,445,"",20,"",411.11111111111109]
["2015-02-21T14:00:00",0,87,427.77777777777777,752.77777777777771,83.333333333333329,38.636979182266941,40.298230737207824,-0.55805761771932016,357,2,6.020203078481142,null,145,"",20,"",427.77777777777777]
["2015-02-21T15:00:00",0.8,85,280.55555555555554,605.55555555555554,80.555555555555557,56.350998199410355,38.481881631626514,18.409879279262491,337,3,6.0181870818966487,null,145,"",20,"",280.55555555555554]
["2015-02-21T16:00:00",1.7,82,116.66666666666666,313.88888888888886,61.111111111111107,56.56834241109226,33.192611013288719,35.421632553493623,211,3,6.0161718764634156,null,145,"",20,"",116.66666666666666]
["2015-02-21T17:00:00",2.1,80,22.222222222222221,91.666666666666671,16.666666666666668,70.456065201315198,25.304513327992364,49.727244158232544,275,3,6.0141574632181838,null,445,"",20,"",22.222222222222221]
["2015-02-21T18:00:00",1.8,78,0,0,0,39.039501186266477,15.686167754223197,61.677703466455,10,3,6.0121438431972916,null,1105,"",20,"",0]
["2015-02-21T19:00:00",1.1000000000000001,76,0,0,0,52.752170494658969,4.989639402821596,72.007458173338662,102,3,6.0101310174366613,null,1105,"",20,"",0]
["2015-02-21T20:00:00",0.2,75,0,0,0,59.562430580486762,-6.3297445862421959,81.46892362246308,282,3,6.0081189869718115,null,505,"",20,"",0]
["2015-02-21T21:00:00",-0.8,75,0,0,0,45.955449985440225,-17.9308575117469,90.792466654361832,360,3,6.0061077528378526,null,505,"",20,"",0]
["2015-02-21T22:00:00",-1.6,76,0,0,0,55.306220575932116,-29.49932489141899,100.80298139025231,264,3,6.0040973160694833,null,445,"",20,"",0]
["2015-02-21T23:00:00",-2.2000000000000002,79,0,0,0,59.590381251847987,-40.64018841509963,112.65351121771708,236,3,6.0020876777009953,null,445,"","","",0]
["2015-02-22",-2.8,82,0,0,0,58.892524237394184,-50.689191568437586,128.19631524823652,34,3,6.0000788387662602,null,45,"","","",0]
["2015-02-22T01:00:00",-3.4,86,0,0,0,60.212569979658952,-58.032452567550571,150.41681299481937,268,3,5.9980708002987537,null,45,"","","",0]
["2015-02-22T02:00:00",-4,90,0,0,0,45.550439102089172,-61.135004024609195,179.17862373682982,233,3,5.996063563331524,null,45,"","","",0]
["2015-02-22T03:00:00",-4.8,93,0,0,0,60.028519659544145,-58.334577121092586,-151.80760661277276,22,5,5.9940571288972171,null,45,"","","",0]
["2015-02-22T04:00:00",-5.8,96,0,0,0,51.670195630242517,-50.907782038856844,-129.57547781722889,127,5,5.9920514980280641,null,45,"","","",0]
["2015-02-22T05:00:00",-6.8,98,0,0,0,57.360504000049957,-40.986595558065275,-113.74916347933279,260,5,5.9900466717558789,null,45,"","","",0]
["2015-02-22T06:00:00",-7.7,98,0,0,0,56.523062079482258,-29.905703898922219,-101.72577562078381,134,5,5.9880426511120639,null,45,"","","",0]
["2015-02-22T07:00:00",-8.4,97,47.222222222222221,91.666666666666671,36.111111111111107,48.565246920190248,-18.356415750943231,-91.625411522397371,78,5,5.9860394371276087,null,985,"",20,"",47.222222222222221]
["2015-02-22T08:00:00",-8.6,93,169.44444444444443,241.66666666666666,102.77777777777777,51.724454470892567,-6.7453615408335654,-82.27093234729368,316,5,5.984037030833087,null,385,"",20,"",169.44444444444443]
["2015-02-22T09:00:00",-8.5,86,383.33333333333337,738.88888888888891,77.777777777777771,41.144612420739975,4.6103585499484341,-72.82504212218096,0,0,5.9820354332586563,null,385,"",20,"",383.33333333333337]
["2015-02-22T10:00:00",-7.6,76,547.22222222222217,933.33333333333326,66.666666666666671,55.947521954520994,15.372838321729326,-62.551902077123543,256,0,5.9800346454340598,null,145,"",20,"",547.22222222222217]
["2015-02-22T11:00:00",-6,65,511.11111111111109,622.22222222222217,155.55555555555554,48.804378352014226,25.09462008201648,-50.69297389883242,16,0,5.9780346683886183,null,145,"",20,"",511.11111111111109]
["2015-02-22T12:00:00",-3.9,53,516.66666666666663,605.55555555555554,163.88888888888889,59.992893210252703,33.13328493644989,-36.492828181601837,203,0,5.976035503151242,null,145,"",20,"",516.66666666666663]
["2015-02-22T13:00:00",-1.7,43,486.11111111111109,633.33333333333337,141.66666666666666,56.852328535693118,38.621663559222348,-19.54503400052225,2,0,5.9740371507504211,null,445,"",20,"",486.11111111111109]
["2015-02-22T14:00:00",0.2,36,211.11111111111111,88.888888888888886,169.44444444444443,48.562430580486762,40.661328376032074,-0.52270319456686454,142,0,5.9720396122142283,null,145,"",20,"",211.11111111111111]
["2015-02-22T15:00:00",1.7,32,158.33333333333337,105.55555555555556,122.22222222222221,74.56834241109226,38.825823939961062,18.562829543440586,0,0,5.970042888570319,null,145,"",20,"",158.33333333333337]
["2015-02-22T16:00:00",2.2999999999999998,35,113.8888888888889,269.44444444444446,63.888888888888886,54.403018029853797,33.501512384389891,35.652343461766513,127,0,5.9680469808459202,null,145,"",20,"",113.8888888888889]
["2015-02-22T17:00:00",2,42,27.777777777777779,177.77777777777777,19.444444444444443,76.983362207089897,25.576090837697233,49.995789611528373,186,0,5.9660518900678561,null,445,"",20,"",27.777777777777779]
["2015-02-22T18:00:00",1.2,51,0,0,0,58.220250928322457,15.926319384951659,61.962118790996101,154,0,5.9640576172625126,null,1105,"",20,"",0]
["2015-02-22T19:00:00",0.1,62,0,0,0,67.099450869127736,5.2069904199643062,72.300717182844068,165,0,5.9620641634558664,null,1105,"",20,"",0]
["2015-02-22T20:00:00",-1,71,0,0,0,54.040121938918958,-6.1260452225357769,81.772492821398856,121,0,5.9600715296734723,null,505,"",20,"",0]
["2015-02-22T21:00:00",-1.9,78,0,0,0,52.94604814624023,-17.73122490398719,91.112314175608702,315,4,5.9580797169404551,null,505,"",20,"",0]
["2015-02-22T22:00:00",-2.5,82,0,0,0,55.239209932107656,-29.292750775052273,101.14710549714849,160,4,5.956088726281525,null,445,"",20,"",0]
["2015-02-22T23:00:00",-2.8,83,0,0,0,60.892524237394184,-40.412607318709718,113.02740778157808,256,4,5.9540985587209665,null,445,"","","",0]
["2015-02-23",-3,82,0,0,0,58.997220879750103,-50.422328261797254,128.58616935709944,36,4,5.9521092152826416,null,45,"","","",0]
["2015-02-23T01:00:00",-3.1,80,0,0,0,61.550314229104629,-57.707923001581328,150.73872517711249,198,4,5.9501206969899876,null,45,"","","",0]
["2015-02-23T02:00:00",-3.2,79,0,0,0,50.103903773795764,-60.76986882672044,179.25306508150291,259,4,5.9481330048660181,null,45,"","","",0]
["2015-02-23T03:00:00",-3.5,79,0,0,0,55.767645906407211,-57.983225892166175,-152.00805228679116,112,1,5.9461461399333189,null,45,"","","",0]
["2015-02-23T04:00:00",-4,81,0,0,0,64.550439102089172,-50.597554917921848,-129.88517048464689,133,1,5.9441601032140525,null,45,"","","",0]
["2015-02-23T05:00:00",-4.5,85,0,0,0,55.34555464185587,-40.709940724414366,-114.0677910624003,146,1,5.9421748957299556,null,45,"","","",0]
["2015-02-23T06:00:00",-5.0999999999999996,88,0,0,0,49.715894387989977,-29.648224633012155,-102.0269503105302,205,1,5.9401905185023383,null,45,"","","",0]
["2015-02-23T07:00:00",-5.5,91,38.888888888888886,44.444444444444443,33.333333333333336,48.972569879133403,-18.105910894436771,-91.907680714639483,349,1,5.9382069725520852,null,985,"",20,"",38.888888888888886]
["2015-02-23T08:00:00",-5.7,93,130.55555555555557,105.55555555555556,100,56.103833571788527,-6.4920428402567412,-82.538155999110472,352,1,5.9362242588996441,null,385,"",20,"",130.55555555555557]
["2015-02-23T09:00:00",-4.5999999999999996,91,236.11111111111111,172.22222222222223,163.88888888888889,44.906052404492016,4.874914817124,-73.080159877612459,315,3,5.9342423785650507,null,385,"",20,"",236.11111111111111]
["2015-02-23T10:00:00",-3.3,86,375,338.88888888888886,200,39.657989146407033,15.656339553973256,-62.793642356590986,189,3,5.9322613325678963,null,145,"",20,"",375]
[{"$f":"A1287+1/24","v":"2015-02-23T11:00:00"},-2.4,78,427.77777777777777,355.55555555555554,222.22222222222223,57.689101478127725,25.403691905240699,-50.911611628745128,255,3,5.9302811219273517,null,145,"",20,"",427.77777777777777]
["2015-02-23T12:00:00",-1.8,69,452.77777777777783,397.22222222222223,219.44444444444443,47.398937848902733,33.471090693143218,-36.66421069011168,284,3,5.9283017476621573,null,145,"",20,"",452.77777777777783]
["2015-02-23T13:00:00",-1.2,60,469.44444444444446,552.77777777777771,166.66666666666666,68.126809662561072,38.982687037902558,-19.629100749032592,166,3,5.9263232107906187,null,445,"",20,"",469.44444444444446]
["2015-02-23T14:00:00",-0.6,52,452.77777777777783,802.77777777777771,77.777777777777771,44.872796765947385,41.027046263093567,-0.48347871546591042,175,3,5.9243455123306159,null,145,"",20,"",452.77777777777783]
["2015-02-23T15:00:00",0.2,49,247.22222222222223,380.55555555555554,116.66666666666666,74.562430580486762,39.171424851081781,18.721417677030384,315,6,5.9223686532995936,null,145,"",20,"",247.22222222222223]
["2015-02-23T16:00:00",0.9,48,152.77777777777777,586.11111111111109,44.444444444444443,74.817544503266106,33.811079981814409,35.888982065046171,68,6,5.9203926347145677,null,145,"",20,"",152.77777777777777]
["2015-02-23T17:00:00",0.6,51,22.222222222222221,91.666666666666671,16.666666666666668,60.419437111083994,25.847653029879904,50.269652916522773,87,6,5.9184174575921205,null,445,"",20,"",22.222222222222221]
["2015-02-23T18:00:00",-0.3,56,0,0,0,59.252608551651178,16.166127449835891,62.251086256394082,147,6,5.9164431229484045,null,1105,"",20,"",0]
["2015-02-23T19:00:00",-1.4,62,0,0,0,60.215510194721446,5.4239412543862482,72.597904771824318,50,6,5.914469631799129,null,1105,"",20,"",0]
["2015-02-23T20:00:00",-2.6,68,0,0,0,54.789816788777671,-5.9226041847205035,82.079543892552024,220,6,5.9124969851595797,null,505,"",20,"",0]
["2015-02-23T21:00:00",-3.6,74,0,0,0,56.323216559644322,-17.531547581700128,91.435317033573398,292,2,5.9105251840446034,null,505,"",20,"",0]
["2015-02-23T22:00:00",-4.2,78,0,0,0,59.667009200044618,-29.085678646267432,101.49407019648746,163,2,5.9085542294686135,null,445,"",20,"",0]
["2015-02-23T23:00:00",-4.5999999999999996,80,0,0,0,50.906052404492016,-40.183936435152752,113.40364260433914,334,2,5.9065841224455893,null,445,"","","",0]
["2015-02-24",-4.8,81,0,0,0,61.028519659544145,-50.153730623456852,128.97740594018896,24,2,5.9046148639890639,null,45,"","","",0]
["2015-02-24T01:00:00",-5,83,0,0,0,58.152946785817164,-57.381264542968665,151.06111491137884,301,2,5.9026464551121514,null,45,"","","",0]
["2015-02-24T02:00:00",-5.2,83,0,0,0,64.279330863034545,-60.4022173263563,179.33111411628445,181,2,5.9006788968275128,null,45,"","","",0]
["2015-02-24T03:00:00",-5.7,85,0,0,0,68.103833571788527,-57.628290731760174,-152.20182135304654,315,3,5.8987121901473802,null,45,"","","",0]
["2015-02-24T04:00:00",-6.5,87,0,0,0,40.648326719719876,-50.282964620828423,-130.1899183030076,174,3,5.896746336083547,null,45,"","","",0]
["2015-02-24T05:00:00",-7.4,90,0,0,0,52.797881455033973,-40.428819624431711,-114.38376143984522,79,3,5.8947813356473624,null,45,"","","",0]
["2015-02-24T06:00:00",-8.3000000000000007,92,0,0,0,55.986358329446773,-29.386480677117461,-102.32689280611525,199,3,5.8928171898497403,null,45,"","","",0]
["2015-02-24T07:00:00",-9,93,55.555555555555557,113.88888888888889,41.666666666666664,67.048580968219369,-17.8514177422425,-92.189529227717685,195,3,5.8908538997011579,null,985,"",20,"",55.555555555555557]
["2015-02-24T08:00:00",-9.3000000000000007,91,197.22222222222223,341.66666666666669,100,55.796661982301771,-6.2350023901206733,-82.805447704856689,31,3,5.8888914662116481,null,385,"",20,"",197.22222222222223]
["2015-02-24T09:00:00",-8.9,86,400,761.11111111111109,77.777777777777771,46.466836318971502,5.142967584396426,-73.335663981791939,202,2,5.8869298903908032,null,385,"",20,"",400]
["2015-02-24T10:00:00",-7.8,77,516.66666666666663,819.44444444444446,86.111111111111114,59.099081639486428,15.943171368560938,-63.035959265989739,180,2,5.8849691732477787,null,145,"",20,"",516.66666666666663]
["2015-02-24T11:00:00",-6.2,65,586.11111111111109,850,91.666666666666671,60.940503456005331,25.715999489099485,-51.130802420166994,165,2,5.8830093157912797,null,145,"",20,"",586.11111111111109]
["2015-02-24T12:00:00",-4.3,52,616.66666666666663,900,83.333333333333329,65.226032673916961,33.812083438313977,-36.835608228416596,160,2,5.8810503190295771,null,145,"",20,"",616.66666666666663]
["2015-02-24T13:00:00",-2.4,39,583.33333333333337,916.66666666666663,75,66.689101478127725,39.346746489743666,-19.711662041072046,226,2,5.8790921839704957,null,445,"",20,"",583.33333333333337]
["2015-02-24T14:00:00",-0.8,28,486.11111111111109,888.88888888888891,69.444444444444443,66.955449985440225,41.395266342376232,-0.44038801226986041,57,2,5.8771349116214182,null,145,"",20,"",486.11111111111109]
["2015-02-24T15:00:00",0.3,19,333.33333333333331,788.88888888888891,61.111111111111107,72.025918688251465,39.518567458435321,18.88563991533125,315,8,5.8751785029892831,null,145,"",20,"",333.33333333333331]
["2015-02-24T16:00:00",0.7,14,141.66666666666666,450,55.555555555555557,75.884962526257198,34.121206920738402,36.131507367322769,71,8,5.8732229590805787,null,145,"",20,"",141.66666666666666]
["2015-02-24T17:00:00",0.4,13,25,127.77777777777777,19.444444444444443,60.489915564463786,26.119113211951266,50.548755593436105,250,8,5.8712682809013632,null,445,"",20,"",25]
["2015-02-24T18:00:00",-0.2,14,0,0,0,71.713558395095276,16.40552833311806,62.544505354255428,218,8,5.8693144694572323,null,1105,"",20,"",0]
["2015-02-24T19:00:00",-1.2,17,0,0,0,67.126809662561072,5.6404491761777473,72.898908661188074,290,8,5.8673615257533465,null,1105,"",20,"",0]
["2015-02-24T20:00:00",-2.2999999999999998,20,0,0,0,61.139491795206027,-5.7194472610762741,82.389955486677607,334,8,5.8654094507944192,null,505,"",20,"",0]
["2015-02-24T21:00:00",-3.4,23,0,0,0,68.212569979658952,-17.331838890891554,91.7613419493089,337,4,5.8634582455847095,null,505,"",20,"",0]
["2015-02-24T22:00:00",-4.3,25,0,0,0,76.226032673916961,-28.878114932313178,101.84372287288144,120,4,5.8615079111280375,null,445,"",20,"",0]
["2015-02-24T23:00:00",-5.2,25,0,0,0,67.279330863034545,-39.954183787678275,113.78203295692494,8,4,5.8595584484277712,null,445,"","","",0]
["2015-02-25",-6,26,0,0,0,67.804378352014226,-49.883422914983896,129.36980785005616,71,4,5.8576098584868319,null,45,"","","",0]
["2015-02-25T01:00:00",-6.7,26,0,0,0,68.789295064964904,-57.052536897869395,151.38375975623154,172,4,5.8556621423076889,null,45,"","","",0]
["2015-02-25T02:00:00",-7.6,25,0,0,0,63.947521954520994,-60.032154887012602,179.4125152597567,2,4,5.853715300892369,null,45,"","","",0]
["2015-02-25T03:00:00",-8.5,26,0,0,0,78.144612420739975,-57.269921937308688,-152.38909527488278,360,3,5.8517693352424374,null,45,"","","",0]
["2015-02-25T04:00:00",-9.6,27,0,0,0,66.549006053045275,-49.964164582183038,-130.48972894967636,72,3,5.8498242463590175,null,45,"","","",0]
["2015-02-25T05:00:00",-10.6,29,0,0,0,66.420817381738857,-40.14337071251142,-114.69701372765489,173,3,5.8478800352427811,null,45,"","","",0]
["2015-02-25T06:00:00",-11.6,31,0,0,0,69.339530498533634,-29.120599768329146,-102.62553419982183,40,3,5.8459367028939457,null,45,"","","",0]
["2015-02-25T07:00:00",-12.2,33,52.777777777777779,86.111111111111114,41.666666666666664,55.913122825671451,-17.593059679180616,-92.470897428140717,178,3,5.8439942503122806,null,985,"",20,"",52.777777777777779]
["2015-02-25T08:00:00",-12.5,33,177.77777777777777,236.11111111111111,108.33333333333333,55.706178576408206,-5.9743635511564497,-83.072761440332656,130,3,5.842052678497093,null,385,"",20,"",177.77777777777777]
["2015-02-25T09:00:00",-11.1,34,263.88888888888891,222.22222222222223,169.44444444444443,63.374333535869766,5.4143910984438524,-73.591524249849257,225,2,5.8401119884472514,null,385,"",20,"",263.88888888888891]
["2015-02-25T10:00:00",-8.9,33,533.33333333333337,850,83.333333333333329,71.466836318971502,16.233204945150682,-63.278841657732976,183,2,5.8381721811611573,null,145,"",20,"",533.33333333333337]
["2015-02-25T11:00:00",-6.5,31,533.33333333333337,647.22222222222217,152.77777777777777,51.648326719719876,26.03141243382148,-51.350557773271902,317,2,5.836233257636767,null,145,"",20,"",533.33333333333337]
["2015-02-25T12:00:00",-4,29,616.66666666666663,886.11111111111109,86.111111111111114,57.550439102089172,34.156135182859423,-37.007052373647781,339,2,5.8342952188715786,null,145,"",20,"",616.66666666666663]
["2015-02-25T13:00:00",-1.7,27,250,77.777777777777771,205.55555555555554,66.852328535693118,39.713720116052016,-19.792748449418092,172,2,5.8323580658626319,null,445,"",20,"",250]
["2015-02-25T14:00:00",0.6,25,375,455.55555555555554,158.33333333333334,74.419437111083994,41.765870645256307,-0.39343694867657608,170,2,5.8304217996065182,null,145,"",20,"",375]
["2015-02-25T15:00:00",2.6,24,283.33333333333331,525,100,68.827319994346453,39.867135406368263,19.055490304223632,292,7,5.8284864210993668,null,145,"",20,"",283.33333333333331]
["2015-02-25T16:00:00",3.8,24,127.77777777777777,308.33333333333331,66.666666666666671,59.57119195464179,34.431787548807293,36.379875431052085,237,7,5.8265519313368523,null,145,"",20,"",127.77777777777777]
["2015-02-25T17:00:00",3.4,25,16.666666666666668,38.888888888888886,13.888888888888889,68.648250079418858,26.390386523912412,50.833016354906682,208,7,5.824618331314193,null,445,"",20,"",16.666666666666668]
["2015-02-25T18:00:00",2.4,26,0,0,0,82.877268613559465,16.644460502105577,62.842273472389273,285,7,5.8226856220261505,null,1105,"",20,"",0]
["2015-02-25T19:00:00",1,28,0,0,0,51.28460181068391,5.8564734681692325,73.203615178987491,279,7,5.8207538044670217,null,1105,"",20,"",0]
["2015-02-25T20:00:00",-0.4,29,0,0,0,71.79216524644022,-5.5165985189371201,82.703605417054291,26,7,5.8188228796306518,null,505,"",20,"",0]
["2015-02-25T21:00:00",-1.5,30,0,0,0,50.760614339077165,-17.132110913391422,92.090255259488956,292,4,5.8168928485104221,null,505,"",20,"",0]
["2015-02-25T22:00:00",-2.2000000000000002,31,0,0,0,60.590381251847987,-28.67006541064222,102.19591105738544,200,4,5.8149637120992592,null,445,"",20,"",0]
["2015-02-25T23:00:00",-2.5,31,0,0,0,71.239209932107656,-39.723357518569358,114.16239730161902,347,4,5.8130354713896271,null,445,"","","",0]
["2015-02-26",-2.6,32,0,0,0,68.789816788777671,-49.611430251067738,129.76316155472111,168,4,5.8111081273735214,null,45,"","","",0]
["2015-02-26T01:00:00",-2.7,33,0,0,0,59.340921679905534,-56.721800616989611,151.70644415684356,42,4,5.8091816810424923,null,45,"","","",0]
["2015-02-26T02:00:00",-3,34,0,0,0,65.997220879750103,-59.659786500128597,179.49701989447746,359,4,5.8072561333876136,null,45,"","","",0]
[{"$f":"A1351+1/24","v":"2015-02-26T03:00:00"},-3.6,37,0,0,0,63.323216559644322,-56.908269094827027,-152.57005885092076,270,2,5.8053314853995026,null,45,"","","",0]
["2015-02-26T04:00:00",-4.7,41,0,0,0,71.467040865513241,-49.641309196732237,-130.78461960687162,235,2,5.8034077380683167,null,45,"","","",0]
["2015-02-26T05:00:00",-6.1,45,0,0,0,73.372198287984077,-39.853734429555651,-115.0074946895285,358,2,5.8014848923837423,null,45,"","","",0]
["2015-02-26T06:00:00",-7.4,49,0,0,0,61.797881455033973,-28.850711827394136,-102.92281082506625,179,2,5.7995629493350078,null,45,"","","",0]
["2015-02-26T07:00:00",-8.4,53,36.111111111111107,25,33.333333333333336,62.565246920190248,-17.330962138030134,-92.75172937359811,37,2,5.7976419099108769,null,985,"",20,"",36.111111111111107]
["2015-02-26T08:00:00",-8.8000000000000007,55,113.8888888888889,58.333333333333329,97.222222222222214,60.885566779871908,-5.7102515007334453,-83.340053957196901,220,2,5.795721775099647,null,385,"",20,"",113.8888888888889]
["2015-02-26T09:00:00",-7.7,54,355.55555555555554,519.44444444444446,130.55555555555554,59.523062079482258,5.689058030097943,-73.847712761020475,202,3,5.7938025458891493,null,385,"",20,"",355.55555555555554]
["2015-02-26T10:00:00",-6,51,450,530.55555555555554,166.66666666666666,68.804378352014226,16.526310111544863,-63.522280461220227,59,3,5.791884223266754,null,145,"",20,"",450]
["2015-02-26T11:00:00",-4.0999999999999996,45,558.33333333333337,719.44444444444446,130.55555555555554,63.108477887416825,26.349799213688261,-51.570891439469058,47,3,5.7899668082193561,null,145,"",20,"",558.33333333333337]
["2015-02-26T12:00:00",-2.2000000000000002,38,538.88888888888891,613.88888888888891,169.44444444444443,54.590381251847987,34.503117124344662,-37.178577425151445,238,3,5.7880503017333904,null,145,"",20,"",538.88888888888891]
["2015-02-26T13:00:00",-0.3,30,466.66666666666663,497.22222222222223,186.11111111111111,64.252608551651178,40.083485777912244,-19.872393336083661,260,3,5.7861347047948239,null,445,"",20,"",466.66666666666663]
["2015-02-26T14:00:00",1.5,22,472.22222222222223,819.44444444444446,77.777777777777771,83.627566460799471,42.138741333089619,-0.34263342332639141,172,3,5.7842200183891528,null,145,"",20,"",472.22222222222223]
["2015-02-26T15:00:00",3.4,15,330.55555555555554,741.66666666666663,66.666666666666671,73.648250079418858,40.217012936940719,19.230960672422839,292,13,5.7823062435014094,null,145,"",20,"",330.55555555555554]
["2015-02-26T16:00:00",4.5999999999999996,10,161.11111111111111,569.44444444444446,47.222222222222221,79.44214988290895,34.74271749673759,36.634039349349138,219,13,5.7803933811161476,null,145,"",20,"",161.11111111111111]
["2015-02-26T17:00:00",4.3,7,22.222222222222221,91.666666666666671,16.666666666666668,73.986614332980025,26.661389974756144,51.122351120510466,89,13,5.7784814322174665,null,445,"",20,"",22.222222222222221]
["2015-02-26T18:00:00",3.4,5,0,0,0,94.648250079418858,16.882864516299414,63.144285940338179,198,13,5.7765703977889817,null,1105,"",20,"",0]
["2015-02-26T19:00:00",2.2000000000000002,7,0,0,0,76.929283684026927,6.0719754067955645,73.511909315312693,181,13,5.7746602788138439,null,1105,"",20,"",0]
["2015-02-26T20:00:00",0.7,10,0,0,0,62.884962526257198,-5.314080347953146,83.020370712962475,162,13,5.7727510762747372,null,505,"",20,"",0]
["2015-02-26T21:00:00",-0.8,16,0,0,0,73.955449985440225,-16.932374529336371,92.42192296732955,337,7,5.7708427911538633,null,505,"",20,"",0]
["2015-02-26T22:00:00",-2.2999999999999998,25,0,0,0,76.139491795206027,-28.461535285011081,102.55048248161899,80,7,5.7689354244329625,null,445,"",20,"",0]
["2015-02-26T23:00:00",-3.7,35,0,0,0,76.879281572498826,-39.491465968524494,114.54455535734077,180,7,5.7670289770932968,null,445,"","","",0]
["2015-02-27",-5,46,0,0,0,59.152946785817164,-49.337778660363703,130.15725718571275,111,7,5.7651234501156567,null,45,"","","",0]
["2015-02-27T01:00:00",-6.3,57,0,0,0,71.509293492743893,-56.389117123071429,152.02895934397012,291,7,5.7632188444803614,null,45,"","","",0]
["2015-02-27T02:00:00",-7.4,68,0,0,0,56.797881455033973,-59.285216820941741,179.58438636213737,122,7,5.7613151611672535,null,45,"","","",0]
["2015-02-27T03:00:00",-8.5,77,0,0,0,51.144612420739975,-56.543481030097922,-152.74489948507551,337,5,5.7594124011557,null,45,"","","",0]
["2015-02-27T04:00:00",-9.5,84,0,0,0,59.964418288133572,-49.314553656303545,-131.07461636073074,211,5,5.7575105654245951,null,45,"","","",0]
["2015-02-27T05:00:00",-10.3,88,0,0,0,62.654333034585761,-39.560053036330594,-115.31515847764032,353,5,5.755609654952357,null,45,"","","",0]
["2015-02-27T06:00:00",-10.9,90,2.7777777777777777,0,2.7777777777777777,56.191522880533967,-28.576948818122094,-103.21866413830257,217,5,5.753709670716928,null,45,"","","",2.7777777777777777]
["2015-02-27T07:00:00",-11.4,90,44.444444444444443,38.888888888888886,38.888888888888886,54.152052868408987,-17.065252481133815,-93.031972738324001,211,5,5.7518106136957767,null,985,"",20,"",44.444444444444443]
["2015-02-27T08:00:00",-11.5,87,250,586.11111111111109,72.222222222222214,57.745558780087663,-5.4427931307531381,-83.607284717877988,233,5,5.7499124848658845,null,385,"",20,"",250]
["2015-02-27T09:00:00",-11,81,377.77777777777777,600,113.88888888888889,53.782694413834463,5.9668395631110496,-74.10420379148222,360,2,5.7480152852037723,null,385,"",20,"",377.77777777777777]
["2015-02-27T10:00:00",-10.3,74,475,602.77777777777771,150,55.654333034585761,16.822355419188899,-63.766268611919479,81,2,5.7461190156854647,null,145,"",20,"",475]
["2015-02-27T11:00:00",-9.4,64,247.22222222222223,61.111111111111107,211.11111111111111,55.380303478271458,26.671027237649074,-51.791819356376259,117,2,5.7442236772865192,null,145,"",20,"",247.22222222222223]
["2015-02-27T12:00:00",-8.4,55,294.44444444444446,97.222222222222214,236.11111111111111,62.565246920190248,34.852899693480872,-37.350220369049531,6,2,5.7423292709820153,null,145,"",20,"",294.44444444444446]
["2015-02-27T13:00:00",-6.9,44,466.66666666666663,483.33333333333331,191.66666666666666,62.93219562670896,40.455921036705618,-19.950632852642158,7,2,5.7404357977465414,null,445,"",20,"",466.66666666666663]
["2015-02-27T14:00:00",-4.9000000000000004,35,333.33333333333331,300,188.88888888888889,58.590488421346492,42.513760738429873,-0.28798737443158806,224,2,5.738543258554218,null,145,"",20,"",333.33333333333331]
["2015-02-27T15:00:00",-2.2000000000000002,28,300,575,94.444444444444443,52.590381251847987,40.568084935759558,19.412040601310213,360,3,5.7366516543786803,null,145,"",20,"",300]
["2015-02-27T16:00:00",0,23,88.888888888888886,91.666666666666671,69.444444444444443,70.636979182266941,35.053893727730397,36.893949217629853,120,3,5.7347609861930824,null,145,"",20,"",88.888888888888886]
["2015-02-27T17:00:00",-0.3,20,19.444444444444443,61.111111111111107,16.666666666666668,79.252608551651178,26.932042476766828,51.416673032381865,356,3,5.7328712549700978,null,445,"",20,"",19.444444444444443]
["2015-02-27T18:00:00",-1.2,18,0,0,0,66.126809662561072,17.120683033878947,63.450436075598979,83,3,5.7309824616819185,null,1105,"",20,"",0]
["2015-02-27T19:00:00",-2.5,18,0,0,0,68.239209932107656,6.2869182404407447,73.823674776925913,153,3,5.7290946073002491,null,1105,"",20,"",0]
["2015-02-27T20:00:00",-3.8,19,0,0,0,73.435840578234718,-5.111913505298558,83.340127672282534,244,3,5.7272076927963171,null,505,"",20,"",0]
["2015-02-27T21:00:00",-5.0999999999999996,20,0,0,0,81.715894387989977,-16.73263948073463,92.756210792449949,292,1,5.7253217191408643,null,505,"",20,"",0]
["2015-02-27T22:00:00",-6.2,21,0,0,0,80.940503456005331,-28.2525292614859,102.90728513087083,178,1,5.7234366873041482,null,445,"",20,"",0]
["2015-02-27T23:00:00",-7,22,0,0,0,73.5043695825604,-39.258517754322675,114.92832816332263,1,1,5.7215525982559452,null,445,"","","",0]
["2015-02-28",-7.8,24,0,0,0,62.099081639486428,-49.062495142936463,130.55188858145843,251,1,5.719669452965535,null,45,"","","",0]
["2015-02-28T01:00:00",-8.4,25,0,0,0,78.565246920190248,-56.054548735158356,152.35110322778547,198,1,5.717787252401731,null,45,"","","",0]
["2015-02-28T02:00:00",-9.1,27,0,0,0,65.630800368092594,-58.90855020265726,179.67437993776946,306,1,5.7159059975328423,null,45,"","","",0]
["2015-02-28T03:00:00",-9.8000000000000007,29,0,0,0,60.719599013326388,-56.175705767273072,-152.91380651037872,247,2,5.7140256893267019,null,45,"","","",0]
["2015-02-28T04:00:00",-10.6,31,0,0,0,52.420817381738857,-48.984053795901097,-131.35975360763322,65,2,5.712146328750654,null,45,"","","",0]
["2015-02-28T05:00:00",-11.5,34,0,0,0,65.745558780087663,-39.262470451415616,-115.61996636262275,166,2,5.7102679167715511,null,45,"","","",0]
["2015-02-28T06:00:00",-12.2,36,2.7777777777777777,0,2.7777777777777777,65.913122825671451,-28.299444608847388,-103.5130405909288,118,2,5.7083904543557615,null,45,"","","",2.7777777777777777]
["2015-02-28T07:00:00",-12.8,37,41.666666666666664,30.555555555555554,36.111111111111107,69.503394605303754,-16.796059883118183,-93.311578731210702,338,2,5.706513942469166,null,985,"",20,"",41.666666666666664]
["2015-02-28T08:00:00",-13,37,177.77777777777777,200,116.66666666666666,64.703845163245603,-5.1721169463529764,-83.874415825138627,150,2,5.704638382077154,null,385,"",20,"",177.77777777777777]
["2015-02-28T09:00:00",-12.4,35,322.22222222222223,358.33333333333331,163.88888888888889,61.108030600065206,6.2476054821865867,-74.360973742869675,0,0,5.7027637741446249,null,385,"",20,"",322.22222222222223]
["2015-02-28T10:00:00",-10.4,31,430.55555555555554,433.33333333333331,194.44444444444443,60.242691537877704,17.121208217879804,-64.010800976521082,3,0,5.7008901196359929,null,145,"",20,"",430.55555555555554]
["2015-02-28T11:00:00",-7.4,27,386.11111111111114,225,250,70.797881455033973,26.994962908913568,-52.013359579066993,151,0,5.6990174195151733,null,145,"",20,"",386.11111111111114]
["2015-02-28T12:00:00",-3.7,21,600,800,108.33333333333333,77.879281572498826,35.205352599160626,-37.522020840325517,296,0,5.6971456747455971,null,145,"",20,"",600]
["2015-02-28T13:00:00",0.2,16,588.88888888888891,877.77777777777771,86.111111111111114,85.562430580486762,40.830903192998576,-20.027505940759028,46,0,5.6952748862902016,null,445,"",20,"",588.88888888888891]
["2015-02-28T14:00:00",3.8,12,447.22222222222223,702.77777777777771,102.77777777777777,83.57119195464179,42.890811404892304,-0.22951078604487404,144,0,5.6934050551114339,null,145,"",20,"",447.22222222222223]
["2015-02-28T15:00:00",6.7,9,216.66666666666666,208.33333333333331,141.66666666666666,80.763744858502491,40.920236976855378,19.598717392270778,202,3,5.691536182171248,null,145,"",20,"",216.66666666666666]
["2015-02-28T16:00:00",8.1,8,88.888888888888886,86.111111111111114,72.222222222222214,89.775142669677734,35.365214585686068,37.159552104785931,57,3,5.6896682684310971,null,145,"",20,"",88.888888888888886]
["2015-02-28T17:00:00",7.6,9,19.444444444444443,61.111111111111107,16.666666666666668,96.259016828690221,27.202264877687853,51.715892472006544,351,3,5.6878013148519573,null,445,"",20,"",19.444444444444443]
["2015-02-28T18:00:00",6.4,11,0,0,0,76.274926110722788,17.357860815542832,63.760615230536402,217,3,5.6859353223942941,null,1105,"",20,"",0]
[{"$f":"A1415+1/24","v":"2015-02-28T19:00:00"},4.8,13,0,0,0,60.415130761681041,6.5012671653063823,74.138794041628486,321,3,5.684070292018089,null,1105,"",20,"",0]
["2015-02-28T20:00:00",3.1,16,0,0,0,73.211508868896487,-4.9101171627484286,83.662751913235098,330,3,5.6822062246828278,null,505,"",20,"",0]
["2015-02-28T21:00:00",1.8,18,0,0,0,62.039501186266477,-16.532914436015435,93.092984219730724,315,3,5.6803431213474918,null,505,"",20,"",0]
["2015-02-28T22:00:00",1.1000000000000001,20,0,0,0,72.752170494658969,-28.043051624247081,103.2661672962606,23,3,5.6784809829705774,null,445,"",20,"",0]
["2015-02-28T23:00:00",0.8,20,0,0,0,72.350998199410355,-39.024521844683143,115.31353814123743,357,3,5.6766198105100782,null,445,"","","",0]
["2015-03-01",0.7,20,0,0,0,69.884962526257198,-48.785607724314161,130.94685332616348,7,3,5.6747596049234943,null,45,"","","",0]
["2015-03-01T01:00:00",0.6,21,0,0,0,60.419437111083994,-55.718158689768934,152.67268028725167,26,3,5.6729003671678253,null,45,"","","",0]
["2015-03-01T02:00:00",0.2,21,0,0,0,73.562430580486762,-58.529890728887743,179.76677278561036,157,3,5.6710420981995782,null,45,"","","",0]
["2015-03-01T03:00:00",-0.6,22,0,0,0,72.872796765947385,-55.805090494235657,-153.07697056462365,337,3,5.6691847989747526,null,45,"","","",0]
["2015-03-01T04:00:00",-2.1,24,0,0,0,54.041770216693521,-48.649965948814909,-131.64007347024526,226,3,5.6673284704488562,null,45,"","","",0]
["2015-03-01T05:00:00",-3.9,26,0,0,0,69.992893210252703,-38.96113209397177,-115.92188645457415,230,3,5.6654731135768968,null,45,"","","",0]
["2015-03-01T06:00:00",-5.6,29,2.7777777777777777,0,2.7777777777777777,69.537958200080652,-28.018334836181616,-103.80589149210877,77,3,5.66361872931338,null,45,"","","",2.7777777777777777]
["2015-03-01T07:00:00",-7,31,44.444444444444443,30.555555555555554,38.888888888888886,51.5043695825604,-16.523515214899604,-93.590502007169334,335,3,5.6617653186123142,null,985,"",20,"",44.444444444444443]
["2015-03-01T08:00:00",-7.5,32,127.77777777777777,69.444444444444443,105.55555555555556,62.372461625895426,-4.8983529655297939,-84.141411946597273,283,3,5.6599128824272,null,385,"",20,"",127.77777777777777]
["2015-03-01T09:00:00",-6.5,32,216.66666666666666,105.55555555555556,169.44444444444443,72.648326719719876,6.5312242602153958,-74.618001066671354,0,0,5.6580614217110474,null,385,"",20,"",216.66666666666666]
["2015-03-01T10:00:00",-5.0999999999999996,31,294.44444444444446,133.33333333333334,222.22222222222223,68.715894387989977,17.422734729670143,-64.255874274260478,230,0,5.6562109374163541,null,145,"",20,"",294.44444444444446]
["2015-03-01T11:00:00",-3.7,28,319.44444444444451,122.22222222222221,244.44444444444443,78.879281572498826,27.321471683535393,-52.235532207581464,287,0,5.654361430495122,null,145,"",20,"",319.44444444444451]
["2015-03-01T12:00:00",-2.2000000000000002,25,308.33333333333331,105.55555555555556,241.66666666666666,80.590381251847987,35.560344872064668,-37.694021082362433,83,0,5.6525129018988496,null,145,"",20,"",308.33333333333331]
["2015-03-01T13:00:00",-0.2,22,258.33333333333331,77.777777777777771,213.88888888888889,69.713558395095276,41.208309323805359,-20.103054332951224,218,0,5.6506653525785264,null,445,"",20,"",258.33333333333331]
["2015-03-01T14:00:00",2.4,19,188.88888888888889,50,163.88888888888889,68.877268613559465,43.269776125679009,-0.16721769607104864,183,0,5.6488187834846455,null,145,"",20,"",188.88888888888889]
["2015-03-01T15:00:00",5.7,17,141.66666666666666,55.555555555555557,122.22222222222221,77.819608174322468,41.27335536662796,19.790976031473033,247,2,5.6469731955671918,null,145,"",20,"",141.66666666666666]
["2015-03-01T16:00:00",8.4,17,102.77777777777777,122.22222222222221,77.777777777777771,78.29127359943044,35.676579842207303,37.430792023987266,210,2,5.6451285897756467,null,145,"",20,"",102.77777777777777]
["2015-03-01T17:00:00",7.9,17,25,127.77777777777777,19.444444444444443,77.767080389937007,27.471979990724833,52.019917078256633,266,2,5.6432849670589862,null,445,"",20,"",25]
["2015-03-01T18:00:00",6.8,18,0,0,0,72.261082991262242,17.594344725707071,64.074712839989942,300,2,5.6414423283656809,null,1105,"",20,"",0]
["2015-03-01T19:00:00",5.3,20,0,0,0,68.856788477514669,6.7149892988494022,74.457148412352169,166,2,5.6396006746436917,null,1105,"",20,"",0]
["2015-03-01T20:00:00",3.8,21,0,0,0,76.57119195464179,-4.7087089555465091,83.988118425284668,236,2,5.6377600068404767,null,505,"",20,"",0]
["2015-03-01T21:00:00",2.6,22,0,0,0,71.827319994346453,-16.33320705546495,93.432108547224175,315,1,5.635920325902986,null,505,"",20,"",0]
["2015-03-01T22:00:00",1.9,22,0,0,0,69.511174326858907,-27.833106311086976,103.62697762602308,231,1,5.6340816327776615,null,445,"",20,"",0]
["2015-03-01T23:00:00",1.7,22,0,0,0,78.56834241109226,-38.789487634235527,115.70000915581679,336,1,5.6322439284104391,null,445,"","","",0]
["2015-03-02",1.7,22,0,0,0,76.56834241109226,-48.507145506170396,131.34195278431304,177,1,5.6304072137467376,null,45,"","","",0]
["2015-03-02T01:00:00",1.6,21,0,0,0,55.097697627252728,-55.380011159108541,152.9935014556888,228,1,5.628571489731482,null,45,"","","",0]
["2015-03-02T02:00:00",1.4,21,0,0,0,61.157948537921072,-58.149342244331962,179.86134389898626,8,1,5.6267367573090716,null,45,"","","",0]
["2015-03-02T03:00:00",0.7,21,0,0,0,75.884962526257198,-55.43178153409827,-153.23458301568095,315,4,5.6249030174234047,null,45,"","","",0]
["2015-03-02T04:00:00",-0.6,22,0,0,0,66.872796765947385,-48.312446810556366,-131.91562522543552,178,4,5.6230702710178706,null,45,"","","",0]
["2015-03-02T05:00:00",-2.1,24,0,0,0,59.041770216693521,-38.656184731510201,-116.2208934168131,217,4,5.6212385190353373,null,45,"","","",0]
["2015-03-02T06:00:00",-3.7,26,2.7777777777777777,0,2.7777777777777777,79.879281572498826,-27.733756771265696,-104.09717286341343,157,4,5.6194077624181711,null,45,"","","",2.7777777777777777]
["2015-03-02T07:00:00",-4.8,28,61.111111111111107,75,50,72.028519659544145,-16.24775092913114,-93.868700572236179,183,4,5.617578002108222,null,985,"",20,"",61.111111111111107]
["2015-03-02T08:00:00",-5.3,29,188.88888888888889,213.88888888888889,122.22222222222221,70.843255846255943,-4.6216326197792821,-84.40824023451205,64,4,5.6157492390468287,null,385,"",20,"",188.88888888888889]
["2015-03-02T09:00:00",-4.8,30,413.88888888888886,702.77777777777771,94.444444444444443,74.028519659544145,6.8175631446706646,-74.875266184692848,0,0,5.6139214741748171,null,385,"",20,"",413.88888888888886]
["2015-03-02T10:00:00",-3.6,30,544.44444444444446,808.33333333333326,94.444444444444443,63.323216559644322,17.726800121960672,-64.501486994504916,3,0,5.6120947084325001,null,145,"",20,"",544.44444444444446]
["2015-03-02T11:00:00",-1.8,28,636.11111111111109,891.66666666666663,88.888888888888886,57.398937848902733,27.65041812800731,-52.458359310685793,239,0,5.6102689427596717,null,145,"",20,"",636.11111111111109]
["2015-03-02T12:00:00",0.3,27,700,1016.6666666666666,66.666666666666671,58.025918688251465,35.917744906860257,-37.866265903847165,216,0,5.6084441780956169,null,145,"",20,"",700]
["2015-03-02T13:00:00",2.7,25,561.11111111111109,769.44444444444446,111.11111111111111,83.303121541636301,41.588016318232128,-20.177322553586102,228,0,5.6066204153791031,null,445,"",20,"",561.11111111111109]
["2015-03-02T14:00:00",5.2,23,494.44444444444446,830.55555555555554,80.555555555555557,64.367403361154516,43.650537980783589,-0.10112420612336298,11,0,5.604797655548384,null,145,"",20,"",494.44444444444446]
["2015-03-02T15:00:00",7.7,21,383.33333333333337,880.55555555555554,55.555555555555557,86.761167877791479,41.627327186884692,19.988799152034179,315,7,5.6029758995411987,null,145,"",20,"",383.33333333333337]
["2015-03-02T16:00:00",9.3000000000000007,20,197.22222222222223,716.66666666666663,41.666666666666664,65.868833019863246,35.987890742375733,37.707609903214802,179,7,5.6011551482947608,null,145,"",20,"",197.22222222222223]
["2015-03-02T17:00:00",8.9,20,33.333333333333336,305.55555555555554,16.666666666666668,66.828950711476807,27.741112622352048,52.328651766739206,284,7,5.5993354027457825,null,445,"",20,"",33.333333333333336]
["2015-03-02T18:00:00",7.8,20,0,0,0,82.263855604124444,17.830083731063571,64.392616469572033,132,7,5.5975166638304428,null,1105,"",20,"",0]
["2015-03-02T19:00:00",6.4,20,0,0,0,74.274926110722788,6.9280536508365724,74.77861807096707,125,7,5.595698932484412,null,1105,"",20,"",0]
["2015-03-02T20:00:00",4.8,20,0,0,0,73.415130761681041,-4.5077050329845072,84.316101619228789,282,7,5.5938822096428433,null,505,"",20,"",0]
["2015-03-02T21:00:00",3.2,21,0,0,0,54.689902863480484,-16.133524057451158,93.773448933170172,292,1,5.5920664962403634,null,505,"",20,"",0]
["2015-03-02T22:00:00",1.9,22,0,0,0,54.511174326858907,-27.622696988497545,103.9895651759783,309,1,5.5902517932110838,null,445,"",20,"",0]
["2015-03-02T23:00:00",0.8,23,0,0,0,72.350998199410355,-38.553425015521853,116.08756657399148,303,1,5.5884381014885989,null,445,"","","",0]
["2015-03-03",-0.1,25,0,0,0,82.17501514813415,-48.227138713659876,131.73699213092308,122,1,5.5866254220059792,null,45,"","","",0]
["2015-03-03T01:00:00",-0.9,26,0,0,0,70.497533805721503,-55.040171266448979,153.31338400316227,191,1,5.5848137556957758,null,45,"","","",0]
["2015-03-03T02:00:00",-1.7,27,0,0,0,61.852328535693118,-57.767008383677059,179.95787902638841,109,1,5.5830031034900198,null,45,"","","",0]
["2015-03-03T03:00:00",-2.5,29,0,0,0,66.239209932107656,-55.055924322243762,-153.3868354342149,270,2,5.581193466320217,null,45,"","","",0]
["2015-03-03T04:00:00",-3.4,31,0,0,0,56.212569979658952,-47.971653311393801,-132.18646474591361,147,2,5.5793848451173522,null,45,"","","",0]
["2015-03-03T05:00:00",-4.3,32,0,0,0,60.226032673916961,-38.347776332800613,-116.51696817401141,213,2,5.5775772408118911,null,45,"","","",0]
["2015-03-03T06:00:00",-5.0999999999999996,33,5.5555555555555554,2.7777777777777777,5.5555555555555554,55.715894387989977,-27.445849188702478,-104.38684528616285,200,2,5.5757706543337715,null,45,"","","",5.5555555555555554]
["2015-03-03T07:00:00",-5.7,34,111.11111111111111,397.22222222222223,50,64.103833571788527,-15.968900947226894,-94.146135682917802,5,2,5.5739650866124126,null,985,"",20,"",111.11111111111111]
["2015-03-03T08:00:00",-5.9,34,302.77777777777777,752.77777777777771,58.333333333333329,65.237044011565217,-4.3420886558364593,-84.674870241130748,9,2,5.5721605385767008,null,385,"",20,"",302.77777777777777]
["2015-03-03T09:00:00",-4.7,33,441.66666666666663,780.55555555555554,80.555555555555557,62.467040865513241,7.1064882431235077,-75.132751405780127,22,1,5.5703570111550116,null,385,"",20,"",441.66666666666663]
["2015-03-03T10:00:00",-2,31,544.44444444444446,794.44444444444446,97.222222222222214,71.493659058520109,18.033268579783449,-64.747639310696641,169,1,5.5685545052751806,null,145,"",20,"",544.44444444444446]
[{"$f":"A1479+1/24","v":"2015-03-03T11:00:00"},1.5,28,625,855.55555555555554,94.444444444444443,64.627566460799471,27.981665975895847,-52.681864845855131,201,1,5.5667530218645283,null,145,"",20,"",625]
["2015-03-03T12:00:00",5.2,25,652.77777777777771,897.22222222222217,88.888888888888886,70.367403361154516,36.277420503016863,-38.038802632939714,350,1,5.5649525618498457,null,145,"",20,"",652.77777777777771]
["2015-03-03T13:00:00",8.8000000000000007,22,611.11111111111109,894.44444444444446,83.333333333333329,87.320334277247582,41.969900911512717,-20.25035792011909,128,1,5.5631531261573945,null,445,"",20,"",611.11111111111109]
["2015-03-03T14:00:00",11.6,18,508.33333333333331,855.55555555555554,77.777777777777771,84.76745608681523,44.032980372894627,-3.1248493322512991E-2,137,1,5.5613547157129144,null,145,"",20,"",508.33333333333331]
["2015-03-03T15:00:00",13.3,15,366.66666666666669,800,63.888888888888886,76.749401839027882,41.982040336995681,20.192166993520889,315,6,5.5595573314416145,null,145,"",20,"",366.66666666666669]
["2015-03-03T16:00:00",13.6,13,197.22222222222223,691.66666666666663,44.444444444444443,83.351145382627749,36.299050049283181,37.989943555635513,101,6,5.5577609742681773,null,145,"",20,"",197.22222222222223]
["2015-03-03T17:00:00",13.2,11,33.333333333333336,305.55555555555554,16.666666666666668,82.216604429810957,28.00958959788877,52.641998750527058,278,6,5.5559656451167561,null,445,"",20,"",33.333333333333336]
["2015-03-03T18:00:00",12,11,0,0,0,91.866440624944403,18.065028896503172,64.714211864653947,24,6,5.5541713449109782,null,1105,"",20,"",0]
["2015-03-03T19:00:00",10.5,11,0,0,0,70.040688177372488,7.1404310920649205,75.10308213179789,214,6,5.5523780745739355,null,1105,"",20,"",0]
["2015-03-03T20:00:00",8.8000000000000007,12,0,0,0,76.320334277247582,-4.3071201106130221,84.646575376494354,111,6,5.550585835028194,null,505,"",20,"",0]
["2015-03-03T21:00:00",7.2,13,0,0,0,87.25577176438469,-15.933871285340842,94.116870442170253,315,2,5.5487946271957913,null,505,"",20,"",0]
["2015-03-03T22:00:00",5.9,15,0,0,0,64.804190870640241,-27.411827126246763,104.35377945924266,63,2,5.5470044519982302,null,445,"",20,"",0]
["2015-03-03T23:00:00",4.9000000000000004,18,0,0,0,86.902409488803414,-38.316344448956897,116.47603732257937,45,2,5.5452153103564861,null,445,"","","",0]
["2015-03-04",4.2,21,0,0,0,60.502483843362995,-47.945618739438864,132.13178037766545,225,2,5.5434272031909959,null,45,"","","",0]
["2015-03-04T01:00:00",3.5,24,0,0,0,73.128204053159379,-54.698705098802861,153.63215141626108,190,2,5.5416401314216754,null,45,"","","",0]
["2015-03-04T02:00:00",2.8,27,0,0,0,77.779440827223709,-57.382992598718232,-179.94382941429228,76,2,5.5398540959678968,null,45,"","","",0]
["2015-03-04T03:00:00",2,29,0,0,0,60.983362207089897,-54.677663388348073,-153.5339191114478,0,0,5.5380690977485045,null,45,"","","",0]
["2015-03-04T04:00:00",1.1000000000000001,31,0,0,0,63.752170494658969,-47.627742497227985,-132.45265395715896,120,0,5.5362851376818103,null,45,"","","",0]
["2015-03-04T05:00:00",0.2,32,0,0,0,79.562430580486762,-38.036055926018314,-116.81009761624101,271,0,5.5345022166855866,null,45,"","","",0]
["2015-03-04T06:00:00",-0.4,32,5.5555555555555554,2.7777777777777777,5.5555555555555554,74.79216524644022,-27.154752238325798,-104.67487374233151,170,0,5.5327203356770767,null,45,"","","",5.5555555555555554]
["2015-03-04T07:00:00",-0.6,32,66.666666666666671,77.777777777777771,52.777777777777779,64.872796765947385,-15.687100548083508,-94.422771740263585,100,0,5.530939495572988,null,985,"",20,"",66.666666666666671]
["2015-03-04T08:00:00",-0.1,32,205.55555555555554,247.22222222222223,125,69.17501514813415,-4.0598550385892391,-84.941273829908553,355,0,5.5291596972894892,null,385,"",20,"",205.55555555555554]
["2015-03-04T09:00:00",1.3,33,444.44444444444446,772.22222222222217,83.333333333333329,59.688843484942083,7.3978646078504626,-75.390440838992347,247,1,5.5273809417422166,null,385,"",20,"",444.44444444444446]
["2015-03-04T10:00:00",3.6,34,569.44444444444446,844.44444444444446,88.888888888888886,71.608678772565213,18.34200337728501,-64.99433299074245,122,1,5.5256032298462703,null,145,"",20,"",569.44444444444446]
["2015-03-04T11:00:00",5.9,36,636.11111111111109,866.66666666666663,94.444444444444443,47.804190870640241,28.315078183551147,-52.906074575450297,156,1,5.5238265625162066,null,145,"",20,"",636.11111111111109]
["2015-03-04T12:00:00",7.4,37,661.11111111111109,902.77777777777771,88.888888888888886,66.256323233866169,36.639238904271799,-38.211681068590835,310,1,5.5220509406660527,null,145,"",20,"",661.11111111111109]
["2015-03-04T13:00:00",7.2,38,636.11111111111109,944.44444444444446,75,66.25577176438469,42.353839717449347,-20.322210544558232,333,1,5.5202763652092948,null,445,"",20,"",636.11111111111109]
["2015-03-04T14:00:00",5.9,37,544.44444444444446,944.44444444444446,63.888888888888886,63.804190870640241,44.416987062018023,4.2389175866879243E-2,249,1,5.5185028370588798,null,145,"",20,"",544.44444444444446]
["2015-03-04T15:00:00",4.0999999999999996,36,394.44444444444446,888.88888888888891,55.555555555555557,59.018876738002746,42.337383575189214,20.401057358743842,337,8,5.5167303571272202,null,145,"",20,"",394.44444444444446]
["2015-03-04T16:00:00",2.6,34,211.11111111111111,755.55555555555554,41.666666666666664,66.827319994346453,36.60996208729722,38.277727649939131,227,8,5.5149589263261785,null,145,"",20,"",211.11111111111111]
["2015-03-04T17:00:00",1.4,31,55.555555555555557,930.55555555555554,5.5555555555555554,63.157948537921072,28.277339784811844,52.959857562340375,244,8,5.5131885455670933,null,445,"",20,"",55.555555555555557]
["2015-03-04T18:00:00",0.6,27,0,0,0,76.419437111083994,18.299133378410339,65.039383000033027,7,8,5.511419215760748,null,1105,"",20,"",0]
["2015-03-04T19:00:00",0.2,23,0,0,0,63.562430580486762,7.3520943207999423,75.430418694839275,287,8,5.509650937817395,null,1105,"",20,"",0]
["2015-03-04T20:00:00",0.3,20,0,0,0,61.025918688251465,-4.1069675240028678,84.979413097663567,126,8,5.5078837126467439,null,505,"",20,"",0]
["2015-03-04T21:00:00",0.6,18,0,0,0,69.419437111083994,-15.734253775011602,94.46223809056913,337,5,5.5061175411579555,null,505,"",20,"",0]
["2015-03-04T22:00:00",0.4,18,0,0,0,73.489915564463786,-27.200500071345228,104.71947049523244,166,5,5.5043524242596593,null,445,"",20,"",0]
["2015-03-04T23:00:00",-0.4,18,0,0,0,84.79216524644022,-38.078257030678841,116.86524994453801,88,5,5.5025883628599335,null,445,"","","",0]
["2015-03-05",-1.6,20,0,0,0,56.306220575932116,-47.662618184407705,132.52613039498385,139,5,5.5008253578663204,null,45,"","","",0]
["2015-03-05T01:00:00",-3,22,0,0,0,63.997220879750103,-54.355679717019626,153.94963327579597,347,5,5.499063410185812,null,45,"","","",0]
["2015-03-05T02:00:00",-4.5,25,0,0,0,58.34555464185587,-56.997398183700952,-179.84398243158722,144,5,5.4973025207248645,null,45,"","","",0]
["2015-03-05T03:00:00",-5.9,28,0,0,0,57.237044011565217,-54.297142342857114,-153.67602461957557,0,0,5.4955426903893789,null,45,"","","",0]
["2015-03-05T04:00:00",-7.1,31,0,0,0,64.077025505359245,-47.280871418520064,-132.71426031094128,325,0,5.4937839200847201,null,45,"","","",0]
["2015-03-05T05:00:00",-8,34,0,0,0,51.252557620135349,-37.721173462192979,-117.10027430037391,73,0,5.4920262107157054,null,45,"","","",0]
["2015-03-05T06:00:00",-8.6,35,5.5555555555555554,2.7777777777777777,5.5555555555555554,62.724454470892567,-26.860607319935767,-104.96122744984984,321,0,5.4902695631866045,null,45,"","","",5.5555555555555554]
["2015-03-05T07:00:00",-9,37,69.444444444444443,77.777777777777771,55.555555555555557,74.048580968219369,-15.402486258602346,-94.698576179145135,307,0,5.4885139784011443,null,985,"",20,"",69.444444444444443]
["2015-03-05T08:00:00",-9.1,38,305.55555555555554,722.22222222222217,63.888888888888886,49.630800368092594,-3.7750668552263411,-85.207425082891177,248,0,5.4867594572624983,null,385,"",20,"",305.55555555555554]
["2015-03-05T09:00:00",-7.3,37,486.11111111111109,883.33333333333326,69.444444444444443,50.223781803500913,7.6915563195131194,-75.648320303410884,0,0,5.4850060006733035,null,385,"",20,"",486.11111111111109]
["2015-03-05T10:00:00",-4.8,35,605.55555555555554,922.22222222222217,77.777777777777771,77.028519659544145,18.65286694842689,-65.241571303937292,315,0,5.4832536095356375,null,145,"",20,"",605.55555555555554]
["2015-03-05T11:00:00",-2.6,33,683.33333333333337,963.88888888888891,75,67.789816788777671,28.650516984934388,-53.131015979049955,307,0,5.4815022847510377,null,145,"",20,"",683.33333333333337]
["2015-03-05T12:00:00",-0.3,29,705.55555555555554,991.66666666666663,72.222222222222214,61.252608551651178,37.003066836783653,-38.38495342887591,49,0,5.4797520272204912,null,145,"",20,"",705.55555555555554]
["2015-03-05T13:00:00",2,26,661.11111111111109,991.66666666666663,66.666666666666671,57.983362207089897,42.739709259274122,-20.392933335130795,46,0,5.4780028378444321,null,445,"",20,"",661.11111111111109]
["2015-03-05T14:00:00",4.7,22,558.33333333333337,969.44444444444446,61.111111111111107,76.928377685771466,44.802442198840019,0.11976642967070776,217,0,5.4762547175227505,null,145,"",20,"",558.33333333333337]
["2015-03-05T15:00:00",7.7,19,408.33333333333331,922.22222222222217,52.777777777777779,76.761167877791479,42.693246559010035,20.615445567811879,247,3,5.474507667154783,null,145,"",20,"",408.33333333333331]
["2015-03-05T16:00:00",10,17,216.66666666666666,766.66666666666663,41.666666666666664,81.459540040341437,36.92053278403678,38.570893680764406,208,3,5.4727616876393181,null,145,"",20,"",216.66666666666666]
["2015-03-05T17:00:00",9.5,15,52.777777777777779,855.55555555555554,8.3333333333333339,64.892029494615088,28.54429411377027,53.282125078244775,187,3,5.4710167798745921,null,445,"",20,"",52.777777777777779]
["2015-03-05T18:00:00",8.3000000000000007,15,0,0,0,65.785357777724641,18.532352415337897,65.368012130272078,154,3,5.4692729447582913,null,1105,"",20,"",0]
["2015-03-05T19:00:00",6.8,14,0,0,0,80.261082991262242,7.5630178269850372,75.760504898661921,357,3,5.4675301831875451,null,1105,"",20,"",0]
["2015-03-05T20:00:00",5.5,15,0,0,0,76.837141721475177,-3.9072592839744282,85.314487750250848,149,3,5.4657884960589369,null,505,"",20,"",0]
["2015-03-05T21:00:00",4.8,16,0,0,0,77.415130761681041,-15.534675822862683,94.809416891092354,292,5,5.4640478842684939,null,505,"",20,"",0]
["2015-03-05T22:00:00",4.8,18,0,0,0,72.415130761681041,-26.988719121306243,105.08648885800532,112,5,5.4623083487116917,null,445,"",20,"",0]
["2015-03-05T23:00:00",4.2,20,0,0,0,68.502483843362995,-37.839174558227015,117.25503465379309,285,5,5.4605698902834536,null,445,"","","",0]
["2015-03-06",3,22,0,0,0,63.733634115204723,-47.378170895219199,132.91985893032142,4,5,5.4588325098781416,null,45,"","","",0]
["2015-03-06T01:00:00",1.4,24,0,0,0,63.157948537921072,-54.011163163426041,154.26566513290817,176,5,5.457096208389574,null,45,"","","",0]
["2015-03-06T02:00:00",-0.4,26,0,0,0,67.79216524644022,-56.610328298898366,-179.74277456471168,2,5,5.4553609867110033,null,45,"","","",0]
[{"$f":"A1543+1/24","v":"2015-03-06T03:00:00"},-2.2000000000000002,27,0,0,0,57.590381251847987,-53.91450386742315,-153.81334141242172,360,3,5.4536268457351333,null,45,"","","",0]
["2015-03-06T04:00:00",-3.7,28,0,0,0,78.879281572498826,-46.931197026961506,-132.97135627648643,140,3,5.451893786354109,null,45,"","","",0]
["2015-03-06T05:00:00",-4.9000000000000004,28,0,0,0,57.590488421346492,-37.403279683986504,-117.38749615016987,230,3,5.4501618094595248,null,45,"","","",0]
["2015-03-06T06:00:00",-5.7,28,5.5555555555555554,2.7777777777777777,5.5555555555555554,61.103833571788527,-26.563556961106173,-105.24587969310612,187,3,5.4484309159424082,null,45,"","","",5.5555555555555554]
["2015-03-06T07:00:00",-6.2,27,105.55555555555556,252.77777777777777,61.111111111111107,65.940503456005331,-15.115195746098768,-94.973519353211941,75,3,5.4467011066932329,null,985,"",20,"",105.55555555555556]
["2015-03-06T08:00:00",-6.4,26,266.66666666666669,486.11111111111109,102.77777777777777,75.078568035002718,-3.4878602206686051,-85.473300204556978,149,3,5.4449723826019216,null,385,"",20,"",266.66666666666669]
["2015-03-06T09:00:00",-6.2,24,469.44444444444446,816.66666666666663,77.777777777777771,75.940503456005331,7.9874265698989309,-75.90637723476955,45,5,5.4432447445578305,null,385,"",20,"",469.44444444444446]
["2015-03-06T10:00:00",-5.7,22,586.11111111111109,861.11111111111109,88.888888888888886,80.103833571788527,18.965720956927957,-65.489358924506874,174,5,5.4415181934497632,null,145,"",20,"",586.11111111111109]
["2015-03-06T11:00:00",-4.9000000000000004,20,644.44444444444446,861.11111111111109,97.222222222222214,77.590488421346492,28.987843945612511,-53.356718161893816,76,5,5.4397927301659559,null,145,"",20,"",644.44444444444446]
["2015-03-06T12:00:00",-4.0999999999999996,18,644.44444444444446,838.88888888888891,102.77777777777777,70.108477887416825,37.368770546017409,-38.558674296196465,138,5,5.4380683555940923,null,145,"",20,"",644.44444444444446]
["2015-03-06T13:00:00",-3.4,17,588.88888888888891,797.22222222222217,108.33333333333333,57.212569979658952,43.127385998949926,-20.462581998113198,248,5,5.4363450706212966,null,445,"",20,"",588.88888888888891]
["2015-03-06T14:00:00",-2.8,15,500,794.44444444444446,88.888888888888886,69.892524237394184,45.18923035685296,0.20085877282292783,200,5,5.4346228761341262,null,145,"",20,"",500]
["2015-03-06T15:00:00",-2.6,15,369.44444444444446,763.88888888888891,69.444444444444443,67.789816788777671,43.049519884961619,20.835304409420573,22,4,5.4329017730185818,null,145,"",20,"",369.44444444444446]
["2015-03-06T16:00:00",-3,15,202.77777777777777,655.55555555555554,50,84.997220879750103,37.230669711030785,38.869369939350058,72,4,5.4311817621601035,null,145,"",20,"",202.77777777777777]
["2015-03-06T17:00:00",-4,16,47.222222222222221,652.77777777777771,11.111111111111111,84.550439102089172,28.810385597267405,53.608695542930207,264,4,5.4294628444435666,null,445,"",20,"",47.222222222222221]
["2015-03-06T18:00:00",-5.0999999999999996,17,0,0,0,75.715894387989977,18.764643316072544,65.699979840700081,332,4,5.4277450207532869,null,1105,"",20,"",0]
["2015-03-06T19:00:00",-6.1,18,0,0,0,82.372198287984077,7.7731778542777938,76.093216972999372,2,4,5.4260282919730116,null,1105,"",20,"",0]
["2015-03-06T20:00:00",-6.5,20,0,0,0,70.648326719719876,-3.7080061332124585,85.651671915753639,13,4,5.4243126589859338,null,505,"",20,"",0]
["2015-03-06T21:00:00",-6.3,21,0,0,0,76.509293492743893,-15.335141054229036,95.158271896785806,22,2,5.4225981226746764,null,505,"",20,"",0]
["2015-03-06T22:00:00",-6.3,22,0,0,0,69.509293492743893,-26.776487596605332,105.45468572398057,152,2,5.4208846839212965,null,445,"",20,"",0]
["2015-03-06T23:00:00",-6.7,22,0,0,0,63.789295064964904,-37.599109593988892,117.64522338864911,2,2,5.4191723436072934,null,445,"","","",0]
["2015-03-07",-7.3,22,0,0,0,76.223781803500913,-47.092311998600458,133.31278662257421,346,2,5.4174611026135935,null,45,"","","",0]
["2015-03-07T01:00:00",-8.1,22,0,0,0,68.830013318875388,-53.665224467132532,154.58008838403862,344,2,5.4157509618205673,null,45,"","","",0]
["2015-03-07T02:00:00",-8.9,23,0,0,0,70.466836318971502,-56.221885992443461,-179.6403939948087,171,2,5.4140419221080096,null,45,"","","",0]
["2015-03-07T03:00:00",-9.6,24,0,0,0,71.549006053045275,-53.529889708837572,-153.94605746392557,0,0,5.4123339843551515,null,45,"","","",0]
["2015-03-07T04:00:00",-10.199999999999999,25,0,0,0,62.066444620498771,-46.578876079558057,-133.22401885011266,43,0,5.4106271494406615,null,45,"","","",0]
["2015-03-07T05:00:00",-10.6,27,0,0,0,66.420817381738857,-37.082525999796651,-117.67176615628688,354,0,5.4089214182426364,null,45,"","","",0]
["2015-03-07T06:00:00",-10.9,29,8.3333333333333339,5.5555555555555554,8.3333333333333339,60.191522880533967,-26.263744698146599,-105.52880764942012,315,0,5.4072167916386089,null,45,"","","",8.3333333333333339]
["2015-03-07T07:00:00",-11.1,30,80.555555555555557,102.77777777777777,61.111111111111107,64.374333535869766,-14.825367712670547,-95.247574415981504,241,0,5.4055132705055371,null,985,"",20,"",80.555555555555557]
["2015-03-07T08:00:00",-11.1,30,266.66666666666669,463.88888888888886,105.55555555555556,75.374333535869766,-3.1983721843224462,-85.738877422405864,128,0,5.4038108557198141,null,385,"",20,"",266.66666666666669]
["2015-03-07T09:00:00",-10.1,29,450,744.44444444444446,88.888888888888886,60.479026653370681,8.2853377437201452,-76.164600589088238,360,2,5.4021095481572683,null,385,"",20,"",450]
["2015-03-07T10:00:00",-8.1999999999999993,26,552.77777777777771,736.11111111111109,122.22222222222221,61.407947008849987,19.280426365479979,-65.737701831852348,88,2,5.4004093486931506,null,145,"",20,"",552.77777777777771]
["2015-03-07T11:00:00",-5.8,23,636.11111111111109,822.22222222222217,108.33333333333333,73.670195630242517,29.326920015976615,-53.583211759385932,83,2,5.3987102582021471,null,145,"",20,"",636.11111111111109]
["2015-03-07T12:00:00",-3.1,20,630.55555555555554,766.66666666666663,133.33333333333334,65.550314229104629,37.73621583241097,-38.732900559184571,277,2,5.3970122775583711,null,145,"",20,"",630.55555555555554]
["2015-03-07T13:00:00",-0.3,17,563.88888888888891,680.55555555555554,150,75.252608551651178,43.516746364931635,-20.531215039772356,235,2,5.3953154076353655,null,445,"",20,"",563.88888888888891]
["2015-03-07T14:00:00",2.7,17,402.77777777777777,413.88888888888886,186.11111111111111,87.303121541636301,45.577236563266581,0.28563956608142232,26,2,5.3936196493061015,null,145,"",20,"",402.77777777777777]
["2015-03-07T15:00:00",5.5,20,222.22222222222223,172.22222222222223,152.77777777777777,77.837141721475177,43.406095127352785,21.060604089358002,202,5,5.391925003442978,null,145,"",20,"",222.22222222222223]
["2015-03-07T16:00:00",7.3,27,169.44444444444443,386.11111111111109,77.777777777777771,68.755779924327044,37.540282123029485,39.173081484552753,151,5,5.3902314709178238,null,145,"",20,"",169.44444444444443]
["2015-03-07T17:00:00",6.7,36,55.555555555555557,769.44444444444446,11.111111111111111,71.763744858502491,29.075549345976427,53.939460596630695,29,5,5.3885390526018941,null,445,"",20,"",55.555555555555557]
["2015-03-07T18:00:00",5,46,0,0,0,55.390214245441655,18.995965445104453,66.035165099059412,259,5,5.3868477493658684,null,1105,"",20,"",0]
["2015-03-07T19:00:00",2.8,56,0,0,0,59.779440827223709,7.9825523599710317,76.428430291006947,193,5,5.3851575620798551,null,1105,"",20,"",0]
["2015-03-07T20:00:00",0.2,64,0,0,0,47.562430580486762,-3.5092176041819845,85.990837835998136,58,5,5.3834684916133861,null,505,"",20,"",0]
["2015-03-07T21:00:00",-2.1,69,0,0,0,52.041770216693521,-15.135652492103135,95.508668244301731,337,4,5.3817805388354234,null,505,"",20,"",0]
["2015-03-07T22:00:00",-4,70,0,0,0,62.550439102089172,-26.563808912248003,105.82391291907381,75,4,5.3800937046143504,null,445,"",20,"",0]
["2015-03-07T23:00:00",-5.4,68,0,0,0,48.407668973096463,-37.358075526363692,118.03564986378255,237,4,5.3784079898179726,null,445,"","","",0]
["2015-03-08",-6.4,64,0,0,0,44.078568035002718,-46.805077932542062,133.70473801288634,20,4,5.3767233953135243,null,45,"","","",0]
["2015-03-08T01:00:00",-7.1,59,0,0,0,45.077025505359245,-53.317933647122771,154.89275014517753,273,4,5.3750399219676641,null,45,"","","",0]
["2015-03-08T02:00:00",-7.5,55,0,0,0,46.372461625895426,-55.832174220440194,-179.53702266185962,45,4,5.3733575706464691,null,45,"","","",0]
["2015-03-08T03:00:00",-7.8,51,0,0,0,55.099081639486428,-53.143440676029265,-154.07435894209218,45,2,5.3716763422154408,null,45,"","","",0]
["2015-03-08T04:00:00",-8,50,0,0,0,68.252557620135349,-46.22406504978575,-133.47232908395023,190,2,5.3699962375395049,null,45,"","","",0]
["2015-03-08T05:00:00",-8.1,50,0,0,0,61.830013318875388,-36.759064363153307,-117.95309207734581,160,2,5.3683172574830103,null,45,"","","",0]
["2015-03-08T06:00:00",-8.1999999999999993,50,5.5555555555555554,2.7777777777777777,5.5555555555555554,55.407947008849987,-25.961314960279754,-105.80999221222442,92,2,5.36663940290972,null,45,"","","",5.5555555555555554]
["2015-03-08T07:00:00",-8.1999999999999993,51,66.666666666666671,52.777777777777779,58.333333333333329,72.407947008849987,-14.533141791581299,-95.520717198508137,165,2,5.3649626746828263,null,985,"",20,"",66.666666666666671]
["2015-03-08T08:00:00",-8.1999999999999993,52,141.66666666666666,66.666666666666671,119.44444444444444,55.407947008849987,-2.9067406381834608,-86.004136884577889,17,2,5.363287073664937,null,385,"",20,"",141.66666666666666]
["2015-03-08T09:00:00",-5.8,50,386.11111111111114,452.77777777777777,163.88888888888889,55.670195630242517,8.5851514994761633,-76.42298074348902,22,1,5.3616126007180824,null,385,"",20,"",386.11111111111114]
["2015-03-08T10:00:00",-3,46,319.44444444444451,138.88888888888889,238.88888888888889,62.997220879750103,19.596843504275011,-65.986607207578075,81,1,5.3599392567037132,null,145,"",20,"",319.44444444444451]
["2015-03-08T11:00:00",-1,40,336.11111111111109,116.66666666666666,261.11111111111109,48.040121938918958,29.667605583747175,-53.810528837601133,238,1,5.3582670424826926,null,145,"",20,"",336.11111111111109]
["2015-03-08T12:00:00",0.5,34,538.88888888888891,466.66666666666663,233.33333333333331,67.954421581303109,38.105268085879146,-38.907691351127788,269,1,5.3565959589153129,null,145,"",20,"",538.88888888888891]
["2015-03-08T13:00:00",1.5,28,277.77777777777777,80.555555555555557,227.77777777777777,76.627566460799471,43.907666778411595,-20.598893768350568,40,1,5.3549260068612785,null,445,"",20,"",277.77777777777777]
["2015-03-08T14:00:00",2.5,22,227.7777777777778,72.222222222222214,188.88888888888889,70.352035810044924,45.966346328728477,0.37408000336202735,326,1,5.353257187179711,null,145,"",20,"",227.7777777777778]
["2015-03-08T15:00:00",3.6,17,394.44444444444446,822.22222222222217,66.666666666666671,74.608678772565213,43.762864876366834,21.291312176220512,315,5,5.3515895007291512,null,145,"",20,"",394.44444444444446]
["2015-03-08T16:00:00",4.5,15,163.88888888888889,330.55555555555554,83.333333333333329,78.956446975062875,37.849280995935317,39.481950114381441,159,5,5.3499229483675581,null,145,"",20,"",163.88888888888889]
["2015-03-08T17:00:00",4.2,14,55.555555555555557,683.33333333333337,13.888888888888889,69.502483843362995,29.339722582654861,54.274309303742633,132,5,5.3482575309523073,null,445,"",20,"",55.555555555555557]
["2015-03-08T18:00:00",3.6,15,0,0,0,80.608678772565213,19.226280205516556,66.373445307783214,315,5,5.346593249340188,null,1105,"",20,"",0]
[{"$f":"A1607+1/24","v":"2015-03-08T19:00:00"},2.7,17,0,0,0,63.303121541636301,8.1911209728584478,76.766019421182307,15,5,5.3449301043874025,null,1105,"",20,"",0]
["2015-03-08T20:00:00",1.7,20,0,0,0,70.56834241109226,-3.3109020782608249,86.331857458802929,200,5,5.3432680969495774,null,505,"",20,"",0]
["2015-03-08T21:00:00",0.7,22,0,0,0,53.884962526257198,-14.936212626070406,95.860471196573187,292,3,5.341607227881747,null,505,"",20,"",0]
["2015-03-08T22:00:00",-0.1,24,0,0,0,82.17501514813415,-26.350686648356405,106.19402296527761,298,3,5.339947498038363,null,445,"",20,"",0]
["2015-03-08T23:00:00",-0.7,27,0,0,0,62.413870848621741,-37.1160866285949,118.4261496208152,284,3,5.3382889082732872,null,445,"","","",0]
["2015-03-09",-1.3,28,0,0,0,63.670908512594224,-46.516506474411408,134.09554155190324,220,3,5.3366314594397979,null,45,"","","",0]
["2015-03-09T01:00:00",-1.9,30,0,0,0,70.94604814624023,-52.969361713241447,155.20350312577733,205,3,5.3349751523905891,null,45,"","","",0]
["2015-03-09T02:00:00",-2.5,32,0,0,0,56.239209932107656,-55.441295865384276,-179.4328363860829,167,3,5.3333199879777613,null,45,"","","",0]
["2015-03-09T03:00:00",-3.2,34,0,0,0,55.103903773795764,-52.755296639727959,-154.19842991607911,135,1,5.3316659670528299,null,45,"","","",0]
["2015-03-09T04:00:00",-4.0999999999999996,36,0,0,0,76.108477887416825,-45.866920045468191,-133.71637163416827,3,1,5.3300130904667249,null,45,"","","",0]
["2015-03-09T05:00:00",-5,38,0,0,0,71.152946785817164,-36.433047157348426,-118.2314861430805,77,1,5.3283613590697829,null,45,"","","",0]
["2015-03-09T06:00:00",-5.8,39,5.5555555555555554,2.7777777777777777,5.5555555555555554,65.670195630242517,-25.656412957073879,-106.08941781165271,278,1,5.3267107737117554,null,45,"","","",5.5555555555555554]
["2015-03-09T07:00:00",-6.4,41,55.555555555555557,27.777777777777779,50,65.078568035002718,-14.238658445701379,-95.792926084060639,239,1,5.3250613352417986,null,985,"",20,"",55.555555555555557]
["2015-03-09T08:00:00",-6.6,41,158.33333333333337,86.111111111111114,127.77777777777777,48.218569183970374,-2.6131042263078483,-86.269060554776388,22,1,5.3234130445084862,null,385,"",20,"",158.33333333333337]
["2015-03-09T09:00:00",-5.7,41,258.33333333333331,130.55555555555554,194.44444444444443,66.103833571788527,8.8867288493915026,-76.681509394371702,67,1,5.3217659023597967,null,385,"",20,"",258.33333333333331]
["2015-03-09T10:00:00",-4.3,40,230.55555555555557,50,200,76.226032673916961,19.914832138888812,-66.236083329382055,186,1,5.3201199096431173,null,145,"",20,"",230.55555555555557]
["2015-03-09T11:00:00",-3,38,194.44444444444446,22.222222222222221,180.55555555555554,66.997220879750103,30.009760525835141,-54.038702789732255,60,1,5.3184750672052461,null,145,"",20,"",194.44444444444446]
["2015-03-09T12:00:00",-1.5,35,208.33333333333331,25,191.66666666666666,67.760614339077165,38.475792319215699,-39.083107984716044,29,1,5.316831375892388,null,145,"",20,"",208.33333333333331]
["2015-03-09T13:00:00",-0.1,33,180.55555555555554,22.222222222222221,166.66666666666666,63.17501514813415,44.300023678074659,-20.665682296010598,75,1,5.3151888365501581,null,445,"",20,"",180.55555555555554]
["2015-03-09T14:00:00",1.4,30,127.77777777777777,11.111111111111111,122.22222222222221,51.157948537921072,46.35644567587704,0.46614908641332764,279,1,5.3135474500235755,null,145,"",20,"",127.77777777777777]
["2015-03-09T15:00:00",2.9,27,91.666666666666671,11.111111111111111,86.111111111111114,82.256278226552809,44.119722775369908,21.527393544340033,337,3,5.3119072171570672,null,145,"",20,"",91.666666666666671]
["2015-03-09T16:00:00",4.3,25,63.888888888888886,19.444444444444443,58.333333333333329,67.986614332980025,38.157579063316319,39.79589433820329,224,3,5.3102681387944672,null,145,"",20,"",63.888888888888886]
["2015-03-09T17:00:00",5,23,19.444444444444443,30.555555555555554,16.666666666666668,69.390214245441655,29.602844653624338,54.613128183194924,237,3,5.3086302157790168,null,445,"",20,"",19.444444444444443]
["2015-03-09T18:00:00",4.7,21,0,0,0,76.928377685771466,19.455551019311638,66.714696356883309,16,3,5.3069934489533619,null,1105,"",20,"",0]
["2015-03-09T19:00:00",3.9,21,0,0,0,68.053231170787569,8.3988649491069971,77.105858178938433,100,3,5.3053578391595515,null,1105,"",20,"",0]
["2015-03-09T20:00:00",2.7,20,0,0,0,72.303121541636301,-3.1130668460034094,86.674602482981783,248,3,5.3037233872390406,null,505,"",20,"",0]
["2015-03-09T21:00:00",1.3,20,0,0,0,55.688843484942083,-14.736823481364219,96.213546184917476,270,1,5.3020900940326925,null,505,"",20,"",0]
["2015-03-09T22:00:00",-0.2,21,0,0,0,73.713558395095276,-26.137124619688628,106.56486912671429,136,1,5.3004579603807702,null,445,"",20,"",0]
["2015-03-09T23:00:00",-1.7,22,0,0,0,54.852328535693118,-36.87315811522928,118.81656007746042,298,1,5.2988269871229381,null,445,"","","",0]
["2015-03-10",-3.2,23,0,0,0,74.103903773795764,-46.226636766052216,134.48502960359772,206,1,5.2971971750982689,null,45,"","","",0]
["2015-03-10T01:00:00",-4.5,24,0,0,0,59.34555464185587,-52.619580665190291,155.5122055026828,212,1,5.2955685251452351,null,45,"","","",0]
["2015-03-10T02:00:00",-5.6,26,0,0,0,75.537958200080652,-55.049353752925207,-179.32800499276354,53,1,5.2939410381017122,null,45,"","","",0]
["2015-03-10T03:00:00",-6.5,27,0,0,0,63.648326719719876,-52.365596534421549,-154.31845209415718,337,1,5.2923147148049754,null,45,"","","",0]
["2015-03-10T04:00:00",-7.1,28,0,0,0,65.077025505359245,-45.507596733017273,-133.95623432895923,116,1,5.2906895560917038,null,45,"","","",0]
["2015-03-10T05:00:00",-7.4,28,0,0,0,77.797881455033973,-36.104627085216556,-118.50696476050378,205,1,5.2890655627979779,null,45,"","","",0]
["2015-03-10T06:00:00",-7.5,28,11.111111111111111,11.111111111111111,11.111111111111111,68.372461625895426,-25.349184569150577,-106.36707223319615,166,1,5.2874427357592735,null,45,"","","",11.111111111111111]
["2015-03-10T07:00:00",-7.5,28,119.44444444444444,250,69.444444444444443,69.372461625895426,-13.942058868034644,-96.064181880222776,327,1,5.2858210758104729,null,985,"",20,"",119.44444444444444]
["2015-03-10T08:00:00",-7.5,27,325,697.22222222222217,72.222222222222214,63.372461625895426,-2.3176022556606366,-86.533632104764862,5,1,5.2842005837858528,null,385,"",20,"",325]
["2015-03-10T09:00:00",-5.2,26,488.88888888888886,811.11111111111109,83.333333333333329,66.279330863034545,9.1899302384492039,-76.940179453121871,0,0,5.2825812605190947,null,385,"",20,"",488.88888888888886]
["2015-03-10T10:00:00",-2.6,24,613.88888888888891,875,88.888888888888886,65.789816788777671,20.234251537570774,-66.48613946188739,92,0,5.2809631068432736,null,145,"",20,"",613.88888888888891]
["2015-03-10T11:00:00",-0.9,22,680.55555555555554,894.44444444444446,94.444444444444443,78.497533805721503,30.353244259634742,-54.267768228410667,310,0,5.2793461235908623,null,145,"",20,"",680.55555555555554]
["2015-03-10T12:00:00",0.4,21,694.44444444444446,908.33333333333326,91.666666666666671,67.489915564463786,38.847653200461217,-39.259213882893526,37,0,5.2777303115937366,null,145,"",20,"",694.44444444444446]
["2015-03-10T13:00:00",1.5,18,636.11111111111109,872.22222222222217,91.666666666666671,80.627566460799471,44.693693543391191,-20.73164754064106,265,0,5.2761156716831668,null,445,"",20,"",636.11111111111109]
["2015-03-10T14:00:00",3,17,508.33333333333331,763.88888888888891,100,67.733634115204723,46.747421166750762,0.56181359695995858,253,0,5.2745022046898207,null,145,"",20,"",508.33333333333331]
["2015-03-10T15:00:00",5.0999999999999996,16,358.33333333333331,650,91.666666666666671,83.878545410033951,44.476563557473256,21.768810313934978,337,4,5.2728899114437606,null,145,"",20,"",358.33333333333331]
["2015-03-10T16:00:00",7,16,194.44444444444446,497.22222222222223,69.444444444444443,72.257359367154606,38.465090851462264,40.114829349781985,252,4,5.2712787927744458,null,145,"",20,"",194.44444444444446]
["2015-03-10T17:00:00",6.7,17,38.888888888888886,197.22222222222223,25,77.763744858502491,29.864857037782155,54.955801240620055,302,4,5.2696688495107367,null,445,"",20,"",38.888888888888886]
["2015-03-10T18:00:00",5.9,18,0,0,0,74.804190870640241,19.683743305197925,67.058792677426197,219,4,5.268060082480881,null,1105,"",20,"",0]
["2015-03-10T19:00:00",4.8,20,0,0,0,81.415130761681041,8.6057671261997886,77.447819677819155,164,4,5.2664524925125242,null,1105,"",20,"",0]
["2015-03-10T20:00:00",3.5,22,0,0,0,70.128204053159379,-2.9157181684494118,87.01894440270766,203,4,5.2648460804327097,null,505,"",20,"",0]
["2015-03-10T21:00:00",2.1,24,0,0,0,83.456065201315198,-14.537486687947691,96.567758850606367,0,0,5.2632408470678698,null,505,"",20,"",0]
["2015-03-10T22:00:00",0.8,27,0,0,0,52.350998199410355,-25.923126944007564,106.93630545518363,41,0,5.2616367932438344,null,445,"",20,"",0]
["2015-03-10T23:00:00",-0.5,29,0,0,0,56.332228108235654,-36.629306196165111,119.2067205752336,159,0,5.2600339197858208,null,445,"","","",0]
["2015-03-11",-1.6,32,0,0,0,51.306220575932116,-45.935509335935066,134.87303844578716,79,0,5.2584322275184476,null,45,"","","",0]
["2015-03-11T01:00:00",-2.7,34,0,0,0,68.340921679905534,-52.26866348963955,155.81872079440311,164,0,5.2568317172657215,null,45,"","","",0]
["2015-03-11T02:00:00",-3.6,35,0,0,0,61.323216559644322,-54.656450667005352,-179.22269243956893,229,0,5.255232389851038,null,45,"","","",0]
["2015-03-11T03:00:00",-4.4000000000000004,36,0,0,0,54.785547943115205,-51.974478362264861,-154.43460459035865,0,0,5.253634246097187,null,45,"","","",0]
["2015-03-11T04:00:00",-5.0999999999999996,36,0,0,0,76.715894387989977,-45.146250267677956,-134.19200775637671,205,0,5.252037286826349,null,45,"","","",0]
["2015-03-11T05:00:00",-5.6,35,0,0,0,50.537958200080652,-35.773957063962172,-118.77954822392618,170,0,5.2504415128600996,null,45,"","","",0]
["2015-03-11T06:00:00",-6,34,11.111111111111111,11.111111111111111,11.111111111111111,67.804378352014226,-25.039776242169697,-106.64294643505022,193,0,5.2488469250193965,null,45,"","","",11.111111111111111]
["2015-03-11T07:00:00",-6.2,32,83.333333333333329,77.777777777777771,66.666666666666671,59.940503456005331,-13.643484884346652,-96.334467688815906,150,0,5.2472535241245906,null,985,"",20,"",83.333333333333329]
["2015-03-11T08:00:00",-6.3,31,205.55555555555554,172.22222222222223,141.66666666666666,68.509293492743893,-2.020374608339611,-86.79783680469879,68,0,5.2456613109954251,null,385,"",20,"",205.55555555555554]
["2015-03-11T09:00:00",-2.6,29,352.77777777777777,311.11111111111109,194.44444444444443,56.789816788777671,9.4946156225456857,-77.198984939522589,247,3,5.2440702864510289,null,385,"",20,"",352.77777777777777]
["2015-03-11T10:00:00",1.6,28,550,641.66666666666663,161.11111111111111,73.097697627252728,20.55496053799688,-66.736785744492906,248,3,5.2424804513099215,null,145,"",20,"",550]
[{"$f":"A1671+1/24","v":"2015-03-11T11:00:00"},4.4000000000000004,27,652.77777777777771,794.44444444444446,127.77777777777777,74.4712685843391,30.697915793829633,-54.497760873829108,350,3,5.2408918063900067,null,145,"",20,"",652.77777777777771]
["2015-03-11T12:00:00",6.3,25,647.22222222222217,747.22222222222217,147.22222222222223,78.779717142910329,39.220715084309269,-39.436074505582127,178,3,5.2393043525085794,null,145,"",20,"",647.22222222222217]
["2015-03-11T13:00:00",7.8,24,338.88888888888886,133.33333333333334,255.55555555555554,74.263855604124444,45.088552916478406,-20.79685922740358,43,3,5.237718090482324,null,445,"",20,"",338.88888888888886]
["2015-03-11T14:00:00",9.1999999999999993,23,405.55555555555554,377.77777777777777,200,64.358049189010728,47.139159929077628,0.66103806624588268,238,3,5.2361330211273049,null,145,"",20,"",405.55555555555554]
["2015-03-11T15:00:00",11.1,22,463.88888888888886,1019.4444444444445,41.666666666666664,82.156135442846448,44.833283081361479,22.015521788506948,247,4,5.2345491452589776,null,145,"",20,"",463.88888888888886]
["2015-03-11T16:00:00",12.8,21,141.66666666666666,183.33333333333334,94.444444444444443,89.090989927550197,38.771732712940498,40.43866700131565,141,4,5.2329664636921827,null,145,"",20,"",141.66666666666666]
["2015-03-11T17:00:00",12.5,20,36.111111111111107,133.33333333333334,25,54.502622041094412,30.125703353112741,55.302210002370416,246,4,5.2313849772411469,null,445,"",20,"",36.111111111111107]
["2015-03-11T18:00:00",11.6,19,0,0,0,66.76745608681523,19.910824453857252,67.405607295573063,181,4,5.2298046867194827,null,1105,"",20,"",0]
["2015-03-11T19:00:00",10.4,19,0,0,0,70.523365229982232,8.8118118750160956,77.791776380347628,264,4,5.2282255929401824,null,1105,"",20,"",0]
["2015-03-11T20:00:00",9,20,0,0,0,88.33810841890346,-2.718861339390739,87.364754551260276,270,4,5.226647696715629,null,505,"",20,"",0]
["2015-03-11T21:00:00",7.6,22,0,0,0,72.259016828690221,-14.338203549530382,96.922975085940152,292,3,5.2250709988575892,null,505,"",20,"",0]
["2015-03-11T22:00:00",6.3,26,0,0,0,52.779717142910329,-25.708698109217654,107.30818683522371,217,3,5.2234955001772061,null,445,"",20,"",0]
["2015-03-11T23:00:00",5,30,0,0,0,64.390214245441655,-36.384548128256746,119.59647242571471,13,3,5.2219212014850118,null,445,"","","",0]
["2015-03-12",3.9,35,0,0,0,75.053231170787569,-45.643166118427047,135.25940826745833,113,3,5.2203481035909203,null,45,"","","",0]
["2015-03-12T01:00:00",2.7,41,0,0,0,64.303121541636301,-51.916684155558251,156.12291773602547,46,3,5.2187762073042299,null,45,"","","",0]
["2015-03-12T02:00:00",1.5,47,0,0,0,51.627566460799471,-54.262689363413216,-179.11705694550949,212,3,5.2172055134336155,null,45,"","","",0]
["2015-03-12T03:00:00",0.2,53,0,0,0,61.562430580486762,-51.582079198623667,-154.54706371770274,247,3,5.2156360227871339,null,45,"","","",0]
["2015-03-12T04:00:00",-1.2,57,0,0,0,60.126809662561072,-44.783035229416726,-134.42378487198542,143,3,5.2140677361722298,null,45,"","","",0]
["2015-03-12T05:00:00",-2.4,62,0,0,0,52.689101478127725,-35.441190124910911,-119.04926042956781,60,3,5.2125006543957211,null,45,"","","",0]
["2015-03-12T06:00:00",-3.3,65,22.222222222222221,91.666666666666671,16.666666666666668,71.657989146407033,-24.728334884077086,-106.91703436473475,169,3,5.2109347782638098,null,45,"","","",22.222222222222221]
["2015-03-12T07:00:00",-3.7,67,152.77777777777777,441.66666666666663,61.111111111111107,56.879281572498826,-13.343078857898169,-96.603768774023635,358,3,5.2093701085820738,null,985,"",20,"",152.77777777777777]
["2015-03-12T08:00:00",-3.2,66,333.33333333333331,691.66666666666663,75,43.103903773795764,-1.7215616551666313,-87.061661411546297,204,3,5.2078066461554737,null,385,"",20,"",333.33333333333331]
["2015-03-12T09:00:00",-2,63,430.55555555555554,544.44444444444446,152.77777777777777,61.493659058520109,9.8006445457991394,-77.45792087303812,247,2,5.2062443917883519,null,385,"",20,"",430.55555555555554]
["2015-03-12T10:00:00",-0.4,57,616.66666666666663,855.55555555555554,94.444444444444443,58.79216524644022,20.876817613546358,-66.98803307632059,216,2,5.2046833462844209,null,145,"",20,"",616.66666666666663]
["2015-03-12T11:00:00",1.4,49,686.11111111111109,883.33333333333326,97.222222222222214,45.157948537921072,31.043633778799048,-54.728717437592174,9,2,5.2031235104467779,null,145,"",20,"",686.11111111111109]
["2015-03-12T12:00:00",3.3,40,713.88888888888891,925,88.888888888888886,60.168816474946425,39.594842042629658,-39.6137572720245,58,2,5.2015648850778957,null,145,"",20,"",713.88888888888891]
["2015-03-12T13:00:00",5.4,31,666.66666666666663,919.44444444444446,86.111111111111114,73.346701137960508,45.484478422562361,-20.861389889885672,296,2,5.2000074709796245,null,445,"",20,"",666.66666666666663]
["2015-03-12T14:00:00",7.7,23,575,919.44444444444446,75,72.761167877791479,47.531549681467929,0.76378474191387313,35,2,5.1984512689531925,null,145,"",20,"",575]
["2015-03-12T15:00:00",9.9,17,475,1038.8888888888889,41.666666666666664,75.944948464997651,45.189778366396688,22.26748438951644,22,1,5.1968962797991995,null,145,"",20,"",475]
["2015-03-12T16:00:00",11.4,14,272.22222222222223,919.44444444444446,36.111111111111107,93.72127548304951,39.077422858604727,40.767315778644054,222,1,5.1953425043176296,null,145,"",20,"",272.22222222222223]
["2015-03-12T17:00:00",11,14,38.888888888888886,141.66666666666666,27.777777777777779,81.635522112048363,30.385329360667185,55.652233551419172,278,1,5.1937899433078361,null,445,"",20,"",38.888888888888886]
["2015-03-12T18:00:00",9.9,16,0,0,0,57.944948464997651,20.136763800721887,67.755011887155717,2,1,5.1922385975685481,null,1105,"",20,"",0]
["2015-03-12T19:00:00",8.5,18,0,0,0,88.797728776966665,9.0169850501162667,78.137600148498052,26,1,5.1906884678978722,null,1105,"",20,"",0]
["2015-03-12T20:00:00",7,21,0,0,0,68.257359367154606,-2.5225007485096005,87.711904144178462,325,1,5.1891395550932859,null,505,"",20,"",0]
["2015-03-12T21:00:00",5.7,23,0,0,0,53.819608174322468,-14.138975112428705,97.27906107485903,22,1,5.1875918599516471,null,505,"",20,"",0]
["2015-03-12T22:00:00",4.8,24,0,0,0,73.415130761681041,-25.493843039192814,107.68036902869966,329,1,5.1860453832691782,null,445,"",20,"",0]
["2015-03-12T23:00:00",4.2,25,0,0,0,68.502483843362995,-36.13890226444849,119.98565895535008,89,1,5.1845001258414811,null,445,"","","",0]
["2015-03-13",3.7,24,0,0,0,79.089674614169439,-45.349650470251241,135.64398316302095,14,1,5.1829560884635297,null,45,"","","",0]
["2015-03-13T01:00:00",3.3,23,0,0,0,83.168816474946425,-51.563717607860617,156.42467015503973,180,1,5.1814132719296682,null,45,"","","",0]
["2015-03-13T02:00:00",2.8,22,0,0,0,53.779440827223709,-53.868172581789082,-179.01125112079731,175,1,5.1798716770336144,null,45,"","","",0]
["2015-03-13T03:00:00",2.1,21,0,0,0,64.456065201315198,-51.188535198963748,-154.65600280598596,45,2,5.1783313045684558,null,45,"","","",0]
["2015-03-13T04:00:00",1,21,0,0,0,73.28460181068391,-44.41810556409613,-134.65166062616228,86,2,5.1767921553266527,null,45,"","","",0]
["2015-03-13T05:00:00",-0.1,20,0,0,0,74.17501514813415,-35.10647931804624,-119.31612859541748,156,2,5.1752542301000375,null,45,"","","",0]
["2015-03-13T06:00:00",-1,19,8.3333333333333339,5.5555555555555554,8.3333333333333339,72.040121938918958,-24.415007765584512,-107.18933277553087,173,2,5.1737175296798092,null,45,"","","",8.3333333333333339]
["2015-03-13T07:00:00",-1.4,19,77.777777777777771,52.777777777777779,66.666666666666671,74.215510194721446,-13.040983596276181,-96.872072429084113,115,2,5.1721820548565383,null,985,"",20,"",77.777777777777771]
["2015-03-13T08:00:00",-1.5,19,211.11111111111111,169.44444444444443,147.22222222222223,76.760614339077165,-1.4213041706292104,-87.325094055843834,213,2,5.1706478064201633,null,385,"",20,"",211.11111111111111]
["2015-03-13T09:00:00",-1.3,18,480.55555555555554,730.55555555555554,102.77777777777777,68.670908512594224,10.107876217049421,-77.716983162135591,0,0,5.1691147851599997,null,385,"",20,"",480.55555555555554]
["2015-03-13T10:00:00",-0.2,17,552.77777777777771,613.88888888888891,175,74.713558395095276,21.199680939168477,-67.239892998338675,165,0,5.1675829918647196,null,145,"",20,"",552.77777777777771]
["2015-03-13T11:00:00",1.8,17,702.77777777777794,908.33333333333326,91.666666666666671,64.039501186266477,31.390256556716938,-54.960675502217356,112,0,5.16605242732237,null,145,"",20,"",702.77777777777794]
["2015-03-13T12:00:00",4.0999999999999996,16,675,805.55555555555554,127.77777777777777,72.018876738002746,39.969897894192833,-39.792331478478012,141,0,5.1645230923203673,null,145,"",20,"",675]
["2015-03-13T13:00:00",6.4,15,761.11111111111109,1119.4444444444446,47.222222222222221,85.274926110722788,45.881346789074854,-20.925314870701886,98,0,5.162994987645491,null,445,"",20,"",761.11111111111109]
["2015-03-13T14:00:00",8.5,15,275,111.11111111111111,213.88888888888889,69.797728776966665,47.924478757533407,0.87001355216238097,179,0,5.1614681140838901,null,145,"",20,"",275]
["2015-03-13T15:00:00",9.8000000000000007,15,194.44444444444446,94.444444444444443,155.55555555555554,65.430902007791815,45.545947627005461,22.524651588381964,22,5,5.1599424724210801,null,145,"",20,"",194.44444444444446]
["2015-03-13T16:00:00",10.199999999999999,16,122.22222222222221,105.55555555555556,94.444444444444443,82.490360086547298,39.382081388007634,41.100680777801081,90,5,5.1584180634419408,null,145,"",20,"",122.22222222222221]
["2015-03-13T17:00:00",9.9,18,38.888888888888886,122.22222222222221,27.777777777777779,73.944948464997651,30.643682965981107,56.005748565179459,195,5,5.156894887930723,null,445,"",20,"",38.888888888888886]
["2015-03-13T18:00:00",9.1,19,0,0,0,83.847807783408996,20.361532596289702,68.106876832759525,17,5,5.1553729466710347,null,1105,"",20,"",0]
["2015-03-13T19:00:00",8,21,0,0,0,87.270842617614505,9.2212739383019535,78.485162293781741,95,5,5.1538522404458593,null,1105,"",20,"",0]
["2015-03-13T20:00:00",6.7,23,0,0,0,69.763744858502491,-2.3266399452996995,88.060264321839554,11,5,5.1523327700375354,null,505,"",20,"",0]
["2015-03-13T21:00:00",5.3,24,0,0,0,84.856788477514669,-13.939802234180304,97.635883333124667,360,4,5.1508145362277684,null,505,"",20,"",0]
["2015-03-13T22:00:00",4,25,0,0,0,72.535792639548674,-25.278567158219481,108.05270871893043,144,4,5.1492975397976313,null,445,"",20,"",0]
["2015-03-13T23:00:00",2.9,25,0,0,0,70.256278226552809,-35.892388100414522,120.37412554877911,173,4,5.1477817815275575,null,445,"","","",0]
["2015-03-14",1.8,26,0,0,0,82.039501186266477,-45.055007184209806,136.0266111236096,267,4,5.146267262197342,null,45,"","","",0]
["2015-03-14T01:00:00",0.8,25,0,0,0,58.350998199410355,-51.209839759464394,156.72385684832625,3,4,5.1447539825861455,null,45,"","","",0]
["2015-03-14T02:00:00",-0.2,24,0,0,0,67.713558395095276,-53.473003056121769,-178.90542209694263,18,4,5.1432419434724892,null,45,"","","",0]
[{"$f":"A1735+1/24","v":"2015-03-14T03:00:00"},-1.1000000000000001,24,0,0,0,77.583214014623309,-50.793981606818313,-154.76159204220889,0,0,5.1417311456342603,null,45,"","","",0]
["2015-03-14T04:00:00",-2,24,0,0,0,63.493659058520109,-44.051614529582359,-134.87573161078211,215,0,5.1402215898486983,null,45,"","","",0]
["2015-03-14T05:00:00",-2.8,23,0,0,0,67.892524237394184,-34.769977621177802,-119.58018298690601,256,0,5.1387132768924095,null,45,"","","",0]
["2015-03-14T06:00:00",-3.4,23,27.777777777777779,177.77777777777777,19.444444444444443,74.212569979658952,-24.099942423837462,-107.45984104323914,79,0,5.1372062075413636,null,45,"","","",27.777777777777779]
["2015-03-14T07:00:00",-3.6,22,163.88888888888889,461.11111111111109,63.888888888888886,66.323216559644322,-12.737342260304574,-97.13936784189579,52,0,5.1357003825708851,null,985,"",20,"",163.88888888888889]
["2015-03-14T08:00:00",-3.2,21,338.88888888888886,675,80.555555555555557,67.103903773795764,-1.1197432491487271,-87.588124127025495,210,0,5.1341958027556629,null,385,"",20,"",338.88888888888886]
["2015-03-14T09:00:00",-2.1,21,508.33333333333331,805.55555555555554,88.888888888888886,83.041770216693521,10.416169585592192,-77.976168491808338,0,0,5.13269246886974,null,385,"",20,"",508.33333333333331]
["2015-03-14T10:00:00",-0.6,20,644.44444444444446,894.44444444444446,88.888888888888886,83.872796765947385,21.523408456909227,-67.492377572740565,168,0,5.1311903816865216,null,145,"",20,"",644.44444444444446]
["2015-03-14T11:00:00",1.3,20,716.66666666666663,925,88.888888888888886,70.688843484942083,31.737642211441599,-55.193673396209512,31,0,5.1296895419787738,null,145,"",20,"",716.66666666666663]
["2015-03-14T12:00:00",3.5,19,730.55555555555554,938.88888888888891,88.888888888888886,75.128204053159379,40.345746233685873,-39.971868210973476,294,0,5.1281899505186157,null,145,"",20,"",730.55555555555554]
["2015-03-14T13:00:00",5.9,19,683.33333333333337,933.33333333333326,83.333333333333329,71.804190870640241,46.279034863422787,-20.988712321366286,336,0,5.1266916080775289,null,445,"",20,"",683.33333333333337]
["2015-03-14T14:00:00",8.5,18,580.55555555555554,911.11111111111109,75,83.797728776966665,48.317836128955939,0.97968206712603112,162,0,5.1251945154263474,null,145,"",20,"",580.55555555555554]
["2015-03-14T15:00:00",11.3,17,430.55555555555554,858.33333333333326,63.888888888888886,72.199011741403524,45.901690306353139,22.786973835858788,247,5,5.1236986733352712,null,145,"",20,"",430.55555555555554]
["2015-03-14T16:00:00",13.2,16,244.44444444444443,725,50,80.216604429810957,39.685630318164783,41.438663683089729,129,5,5.1222040825738464,null,145,"",20,"",244.44444444444443]
["2015-03-14T17:00:00",12.8,16,75,652.77777777777771,19.444444444444443,73.090989927550197,30.900714217902859,56.362629355269803,290,5,5.120710743910978,null,445,"",20,"",75]
["2015-03-14T18:00:00",11.7,15,0,0,0,70.291373723637719,20.585103974010611,68.461071273280965,42,5,5.1192186581149342,null,1105,"",20,"",0]
["2015-03-14T19:00:00",10.3,15,0,0,0,65.006589328302937,9.4246672055239102,78.834333626938587,88,5,5.117727825953331,null,1105,"",20,"",0]
["2015-03-14T20:00:00",8.8000000000000007,16,0,0,0,77.320334277247582,-2.1312817036827481,88.409706191487885,196,5,5.1162382481931417,null,505,"",20,"",0]
["2015-03-14T21:00:00",7.5,18,0,0,0,79.757402074707159,-13.740685651823478,97.993308748102365,247,2,5.1147499256006927,null,505,"",20,"",0]
["2015-03-14T22:00:00",6.7,21,0,0,0,60.763744858502491,-25.062876453983623,108.42506355436251,98,2,5.1132628589416678,null,445,"",20,"",0]
["2015-03-14T23:00:00",6.2,25,0,0,0,79.285039515135168,-35.645026318687236,120.76171969067153,61,2,5.1117770489811045,null,445,"","","",0]
["2015-03-15",5.8,30,0,0,0,70.311634802301171,-44.759282500245298,136.4071440255583,174,2,5.1102924964833907,null,45,"","","",0]
["2015-03-15T01:00:00",5.5,35,0,0,0,80.837141721475177,-50.855127481850282,157.02036146053194,147,2,5.1088092022122673,null,45,"","","",0]
["2015-03-15T02:00:00",5,40,0,0,0,53.390214245441655,-53.077283523775606,-178.79971165650315,138,2,5.1073271669308333,null,45,"","","",0]
["2015-03-15T03:00:00",4.0999999999999996,46,0,0,0,77.018876738002746,-50.398552762589944,-154.86399833181338,225,2,5.105846391401534,null,45,"","","",0]
["2015-03-15T04:00:00",2.8,51,0,0,0,75.779440827223709,-43.683714646439228,-135.09609572493173,266,2,5.1043668763861705,null,45,"","","",0]
["2015-03-15T05:00:00",1.3,55,0,0,0,60.688843484942083,-34.431837853577832,-119.84145664888146,294,2,5.1028886226458932,null,45,"","","",0]
["2015-03-15T06:00:00",0.2,58,30.555555555555554,236.11111111111111,19.444444444444443,53.562430580486762,-23.78328656921358,-107.72856098372486,107,2,5.1014116309412021,null,45,"","","",30.555555555555554]
["2015-03-15T07:00:00",-0.3,58,177.77777777777777,544.44444444444446,55.555555555555557,68.252608551651178,-12.432298275006463,-97.405645959865922,168,2,5.0999359020319552,null,985,"",20,"",177.77777777777777]
["2015-03-15T08:00:00",0.6,59,344.44444444444446,675,80.555555555555557,58.419437111083994,-0.81702022264452667,-87.85074215755678,267,2,5.0984614366773524,null,385,"",20,"",344.44444444444446]
["2015-03-15T09:00:00",2.7,56,494.44444444444446,741.66666666666663,102.77777777777777,49.303121541636301,10.725383416195022,-78.235474209463334,202,3,5.0969882356359468,null,385,"",20,"",494.44444444444446]
["2015-03-15T10:00:00",5.2,50,625,836.11111111111109,100,60.367403361154516,21.847857941172606,-67.745499259661599,214,3,5.0955162996656407,null,145,"",20,"",625]
["2015-03-15T11:00:00",7.9,42,663.88888888888891,752.77777777777771,150,67.767080389937007,32.085648618298357,-55.427750064629812,29,3,5.0940456295236896,null,145,"",20,"",663.88888888888891]
["2015-03-15T12:00:00",10.4,34,611.11111111111109,569.44444444444446,219.44444444444443,62.523365229982232,40.722250460115639,-40.152440252834545,179,3,5.0925762259666918,null,145,"",20,"",611.11111111111109]
["2015-03-15T13:00:00",12.8,25,536.11111111111109,475,227.77777777777777,82.090989927550197,46.677419629467721,-21.051663201235513,24,3,5.0911080897505947,null,445,"",20,"",536.11111111111109]
["2015-03-15T14:00:00",14.7,17,497.22222222222223,622.22222222222217,150,92.267363880186963,48.711511427526567,1.0927454574320281,192,3,5.089641221630699,null,145,"",20,"",497.22222222222223]
["2015-03-15T15:00:00",16,11,361.11111111111109,563.8888888888888,119.44444444444444,89.347246534818169,46.256907109305935,23.054398488866042,292,6,5.0881756223616481,null,145,"",20,"",361.11111111111109]
["2015-03-15T16:00:00",16.5,7,205.55555555555554,458.33333333333331,80.555555555555557,84.095830186326168,39.987993610613849,41.78116274686105,39,6,5.0867112926974336,null,145,"",20,"",205.55555555555554]
["2015-03-15T17:00:00",16,6,58.333333333333329,311.11111111111109,30.555555555555554,87.347246534818169,31.156375304804847,56.722747909248,206,6,5.0852482333913942,null,445,"",20,"",58.333333333333329]
["2015-03-15T18:00:00",14.7,6,0,0,0,96.267363880186963,20.807452915779425,68.817463165926171,204,6,5.0837864451962149,null,1105,"",20,"",0]
["2015-03-15T19:00:00",13,8,0,0,0,68.152682930749222,9.6271548422109294,79.184984507225479,321,6,5.0823259288639289,null,1105,"",20,"",0]
["2015-03-15T20:00:00",11.1,10,0,0,0,88.156135442846448,-1.9364280872317547,88.760100868733431,252,6,5.0808666851459137,null,505,"",20,"",0]
["2015-03-15T21:00:00",9.5,12,0,0,0,67.892029494615088,-13.541626049754521,98.351204618172162,360,6,5.0794087147928861,null,505,"",20,"",0]
["2015-03-15T22:00:00",8.3000000000000007,14,0,0,0,59.785357777724641,-24.84677753903285,108.79729219179374,17,6,5.0779520185549192,null,445,"",20,"",0]
["2015-03-15T23:00:00",7.5,16,0,0,0,57.757402074707159,-35.396838830260393,121.14829100605975,249,6,5.0764965971814231,null,445,"","","",0]
["2015-03-16",7,19,0,0,0,56.257359367154606,-44.462524113917432,136.78543761617132,241,6,5.0750424514211545,null,45,"","","",0]
["2015-03-16T01:00:00",6.6,21,0,0,0,87.266939587971478,-50.499658594207986,157.31407236403993,25,6,5.0735895820222101,null,45,"","","",0]
["2015-03-16T02:00:00",6.2,23,0,0,0,60.285039515135168,-52.681116733085979,-178.69425636197775,186,6,5.0721379897320347,null,45,"","","",0]
["2015-03-16T03:00:00",5.6,25,0,0,0,73.328110607177734,-50.002382112964305,-154.96338517900034,337,2,5.0706876752974157,null,45,"","","",0]
["2015-03-16T04:00:00",4.8,28,0,0,0,57.415130761681041,-43.314557652869574,-135.31285185922027,332,2,5.0692386394644799,null,45,"","","",0]
["2015-03-16T05:00:00",3.8,31,0,0,0,76.57119195464179,-34.092212593909991,-120.09998514429792,113,2,5.0677908829786986,null,45,"","","",0]
["2015-03-16T06:00:00",2.9,33,22.222222222222221,91.666666666666671,16.666666666666668,67.256278226552809,-23.465187995182607,-107.99549667167831,266,2,5.0663444065848822,null,45,"","","",22.222222222222221]
["2015-03-16T07:00:00",2.1,35,136.11111111111111,225,83.333333333333329,74.456065201315198,-12.125995242582611,-97.670899354314429,251,2,5.06489921102719,null,985,"",20,"",136.11111111111111]
["2015-03-16T08:00:00",1.7,35,308.33333333333331,461.11111111111109,125,48.56834241109226,-0.51327657935780524,-88.112939706096796,82,2,5.0634552970491136,null,385,"",20,"",308.33333333333331]
["2015-03-16T09:00:00",1.8,34,450,538.88888888888891,163.88888888888889,49.039501186266477,11.035376363446428,-78.49489820933394,67,2,5.0620126653934872,null,385,"",20,"",450]
["2015-03-16T10:00:00",2.5,32,577.77777777777771,644.44444444444446,169.44444444444443,56.352035810044924,22.172887063793194,-67.999270791319802,242,2,5.0605713168024913,null,145,"",20,"",577.77777777777771]
["2015-03-16T11:00:00",3.7,28,663.88888888888891,736.11111111111109,158.33333333333334,74.089674614169439,32.434133493862163,-55.662944935083665,217,2,5.0591312520176386,null,145,"",20,"",663.88888888888891]
["2015-03-16T12:00:00",5.3,24,677.77777777777771,758.33333333333337,152.77777777777777,84.856788477514669,41.099273804700402,-40.334121986638998,354,2,5.0576924717797862,null,145,"",20,"",677.77777777777771]
["2015-03-16T13:00:00",7.3,20,622.22222222222217,727.77777777777771,147.22222222222223,71.755779924327044,47.076378222757292,-21.114251275299463,332,2,5.0562549768291269,null,445,"",20,"",622.22222222222217]
["2015-03-16T14:00:00",9.4,17,388.88888888888891,288.88888888888886,225,63.380159660255799,49.105394966176895,1.209156449890131,117,2,5.0548187679051946,null,145,"",20,"",388.88888888888891]
["2015-03-16T15:00:00",11.7,15,352.77777777777777,508.33333333333331,133.33333333333334,87.291373723637719,46.611500034678798,23.326869734843431,202,4,5.0533838457468647,null,145,"",20,"",352.77777777777777]
["2015-03-16T16:00:00",13.2,16,116.66666666666666,80.555555555555557,94.444444444444443,83.216604429810957,40.289097196711609,42.128072771179141,115,4,5.0519502110923442,null,145,"",20,"",116.66666666666666]
["2015-03-16T17:00:00",12.9,18,38.888888888888886,80.555555555555557,30.555555555555554,67.621558061846258,31.410620548154139,57.085973934328962,72,4,5.0505178646791782,null,445,"",20,"",38.888888888888886]
["2015-03-16T18:00:00",12.2,21,0,0,0,78.91925076346746,21.028556215074659,69.175919340614087,304,4,5.0490868072442563,null,1105,"",20,"",0]
[{"$f":"A1799+1/24","v":"2015-03-16T19:00:00"},11.4,25,0,0,0,74.72127548304951,9.8287281070963459,79.536984891294239,27,4,5.0476570395237967,null,1105,"",20,"",0]
["2015-03-16T20:00:00",10.7,28,0,0,0,50.076976753112717,-1.7420805149125129,89.111319518543411,339,4,5.0462285622533596,null,505,"",20,"",0]
["2015-03-16T21:00:00",10.3,30,0,0,0,78.006589328302937,-13.342624127076519,98.709438691795825,270,1,5.0448013761678379,null,505,"",20,"",0]
["2015-03-16T22:00:00",10.4,31,0,0,0,74.523365229982232,-24.630277710647295,109.1692543391495,63,1,5.0433754820014611,null,445,"",20,"",0]
["2015-03-16T23:00:00",10.5,31,0,0,0,67.040688177372488,-35.14784881365825,121.5336912991532,78,1,5.0419508804877973,null,445,"","","",0]
["2015-03-17",10.1,30,0,0,0,55.974677119065234,-44.16478118237309,137.16135149691652,309,1,5.0405275723597445,null,45,"","","",0]
["2015-03-17T01:00:00",9.5,28,0,0,0,61.892029494615088,-50.143511851250118,157.60488254071973,84,1,5.0391055583495366,null,45,"","","",0]
["2015-03-17T02:00:00",8.9,26,0,0,0,62.828950711476807,-52.284605449561752,-178.58918768339424,7,1,5.0376848391887439,null,45,"","","",0]
["2015-03-17T03:00:00",8.6,24,0,0,0,80.304723693533958,-49.605602220731775,-155.0599125844933,270,2,5.0362654156082716,null,45,"","","",0]
["2015-03-17T04:00:00",8.3000000000000007,23,0,0,0,72.785357777724641,-42.944294463574508,-135.52609959818906,119,2,5.034847288338355,null,45,"","","",0]
["2015-03-17T05:00:00",7.5,22,0,0,0,64.757402074707159,-33.751254102268888,-120.3558062999597,253,2,5.0334304581085609,null,45,"","","",0]
["2015-03-17T06:00:00",6.4,22,2.7777777777777777,0,2.7777777777777777,72.274926110722788,-23.14579449114936,-108.26065426098235,226,2,5.0320149256477942,null,45,"","","",2.7777777777777777]
["2015-03-17T07:00:00",5.4,21,47.222222222222221,8.3333333333333339,44.444444444444443,70.346701137960508,-11.818576857360595,-97.935122084726927,245,2,5.03060069168429,null,985,"",20,"",47.222222222222221]
["2015-03-17T08:00:00",4.5999999999999996,21,133.33333333333334,36.111111111111107,119.44444444444444,68.44214988290895,-0.20865388389296013,-88.374709239904732,116,2,5.0291877569456123,null,385,"",20,"",133.33333333333334]
["2015-03-17T09:00:00",4.2,21,122.22222222222221,11.111111111111111,116.66666666666666,54.502483843362995,11.346007045493581,-78.754438815577643,45,5,5.0277761221586621,null,385,"",20,"",122.22222222222221]
["2015-03-17T10:00:00",4.5,21,63.888888888888886,0,63.888888888888886,85.956446975062875,22.498353459000999,-68.25370504366937,84,5,5.0263657880496666,null,145,"",20,"",63.888888888888886]
["2015-03-17T11:00:00",5.2,21,72.222222222222214,0,72.222222222222214,60.367403361154516,32.782954445851502,-55.899297779053477,79,5,5.0249567553441885,null,145,"",20,"",72.222222222222214]
["2015-03-17T12:00:00",6.2,21,66.666666666666671,0,66.666666666666671,75.285039515135168,41.476679358358176,-40.516989290284506,160,5,5.0235490247671173,null,145,"",20,"",66.666666666666671]
["2015-03-17T13:00:00",7.1,21,55.555555555555557,0,55.555555555555557,60.756298372471463,47.475787944551357,-21.176563110570765,240,5,5.0221425970426719,null,445,"",20,"",55.555555555555557]
["2015-03-17T14:00:00",7.9,21,52.777777777777779,0,52.777777777777779,75.767080389937007,49.499377759022607,1.3288652802814036,275,5,5.0207374728944067,null,145,"",20,"",52.777777777777779]
["2015-03-17T15:00:00",8.1999999999999993,20,30.555555555555554,0,30.555555555555554,69.279980928783232,46.965372406763407,23.604328513732185,22,7,5.0193336530451997,null,145,"",20,"",30.555555555555554]
["2015-03-17T16:00:00",7.7,20,8.3333333333333339,0,8.3333333333333339,82.761167877791479,40.588869001107362,42.47928509155625,237,7,5.0179311382172607,null,145,"",20,"",8.3333333333333339]
["2015-03-17T17:00:00",6.6,19,0,0,0,66.266939587971478,31.663406393420306,57.45217490309593,345,7,5.0165299291321253,null,445,"",20,"",0]
["2015-03-17T18:00:00",5.2,19,0,0,0,78.367403361154516,21.248392437785078,69.536305556747465,126,7,5.0151300265106604,null,1105,"",20,"",0]
["2015-03-17T19:00:00",4.0999999999999996,18,0,0,0,57.018876738002746,10.029379469619455,79.890204381651856,127,7,5.0137314310730616,null,1105,"",20,"",0]
["2015-03-17T20:00:00",3.5,18,0,0,0,72.128204053159379,-1.5482398272546858,89.463233395748176,14,7,5.0123341435388475,null,505,"",20,"",0]
["2015-03-17T21:00:00",3.6,17,0,0,0,79.608678772565213,-13.143680664355074,99.067879206264436,67,2,5.0109381646268689,null,505,"",20,"",0]
["2015-03-17T22:00:00",3.4,17,0,0,0,74.648250079418858,-24.413385009057691,109.54081079781038,325,2,5.0095434950552971,null,445,"",20,"",0]
["2015-03-17T23:00:00",2.7,16,0,0,0,73.303121541636301,-34.898080751466004,121.91777459062048,262,2,5.0081501355416389,null,445,"","","",0]
["2015-03-18",1.7,16,0,0,0,67.56834241109226,-43.866104327888216,137.53474910416892,254,2,5.0067580868027193,null,45,"","","",0]
["2015-03-18T01:00:00",0.6,16,0,0,0,76.419437111083994,-49.786766929770792,157.89268946562524,134,2,5.0053673495546889,null,45,"","","",0]
["2015-03-18T02:00:00",-0.4,16,0,0,0,85.79216524644022,-51.887852460731111,-178.48463212420492,207,2,5.0039779245130287,null,45,"","","",0]
["2015-03-18T03:00:00",-1.2,16,0,0,0,70.126809662561072,-49.208344774832881,-155.15373695921394,22,2,5.0025898123925447,null,45,"","","",0]
["2015-03-18T04:00:00",-1.6,16,0,0,0,63.306220575932116,-42.573075132210739,-135.73593894027346,60,2,5.00120301390736,null,45,"","","",0]
["2015-03-18T05:00:00",-1.7,16,0,0,0,71.852328535693118,-33.409114246141314,-120.6089599595954,51,2,4.9998175297709295,null,45,"","","",0]
["2015-03-18T06:00:00",-1.6,16,19.444444444444443,47.222222222222221,16.666666666666668,85.306220575932116,-22.825253758190986,-108.52404180704283,223,2,4.9984333606960272,null,45,"","","",19.444444444444443]
["2015-03-18T07:00:00",-1.6,15,213.88888888888889,686.11111111111109,50,64.306220575932116,-11.510186822664371,-98.198309563135808,100,2,4.9970505073947562,null,985,"",20,"",213.88888888888889]
["2015-03-18T08:00:00",-1.5,14,261.11111111111114,255.55555555555554,158.33333333333334,64.760614339077165,9.6706301569605913E-2,-88.636044016700481,73,2,4.9956689705785369,null,385,"",20,"",261.11111111111114]
["2015-03-18T09:00:00",-1,12,469.44444444444446,572.22222222222217,158.33333333333334,79.040121938918958,11.657134117225748,-79.0140946642194,45,3,4.9942887509581126,null,385,"",20,"",469.44444444444446]
["2015-03-18T10:00:00",0,9,547.22222222222217,516.66666666666663,213.88888888888889,91.636979182266941,22.82411478836033,-68.508814905662547,201,3,4.9929098492435546,null,145,"",20,"",547.22222222222217]
["2015-03-18T11:00:00",1.3,6,366.66666666666669,116.66666666666666,286.11111111111109,82.688843484942083,33.131969023248011,-56.136848568507631,169,3,4.9915322661442492,null,145,"",20,"",366.66666666666669]
["2015-03-18T12:00:00",2.9,4,200,19.444444444444443,186.11111111111111,102.25627822655281,41.854330098903688,-40.701119426808567,184,3,4.9901560023689111,null,145,"",20,"",200]
["2015-03-18T13:00:00",4.5999999999999996,3,208.33333333333331,25,191.66666666666666,79.44214988290895,47.875526274687886,-21.238688070798705,66,3,4.9887810586255688,null,445,"",20,"",208.33333333333331]
["2015-03-18T14:00:00",6.2,3,302.77777777777777,130.55555555555554,227.77777777777777,102.28503951513517,49.893351540437727,1.4518196432168455,316,3,4.987407435621579,null,145,"",20,"",302.77777777777777]
["2015-03-18T15:00:00",7.5,6,205.55555555555554,94.444444444444443,163.88888888888889,89.757402074707159,47.31842890612613,23.886712437688729,135,5,4.9860351340636146,null,145,"",20,"",205.55555555555554]
["2015-03-18T16:00:00",8.1999999999999993,12,191.66666666666669,325,100,78.279980928783232,40.887238963329629,42.834687562941433,122,5,4.9846641546576684,null,145,"",20,"",191.66666666666669]
["2015-03-18T17:00:00",7.8,21,44.444444444444443,94.444444444444443,36.111111111111107,78.263855604124444,31.914691398300828,57.821216101207462,0,5,4.9832944981090552,null,445,"",20,"",44.444444444444443]
["2015-03-18T18:00:00",6.8,31,0,0,0,70.261082991262242,21.466941880769838,69.89848656031144,253,5,4.9819261651224087,null,1105,"",20,"",0]
["2015-03-18T19:00:00",5.5,42,0,0,0,69.837141721475177,10.22910255098113,80.244512274696731,50,5,4.9805591564016822,null,1105,"",20,"",0]
["2015-03-18T20:00:00",4.0999999999999996,52,0,0,0,60.018876738002746,-1.3549063528638032,89.815713885083198,198,5,4.9791934726501452,null,505,"",20,"",0]
["2015-03-18T21:00:00",2.8,63,0,0,0,57.779440827223709,-12.944796589697882,99.426394926149626,157,4,4.9778291145703868,null,505,"",20,"",0]
["2015-03-18T22:00:00",1.9,72,0,0,0,46.511174326858907,-24.196108273950596,109.91182350448723,90,4,4.9764660828643157,null,445,"",20,"",0]
["2015-03-18T23:00:00",1.2,79,0,0,0,65.220250928322457,-34.647560464321295,122.30039715332748,181,4,4.9751043782331568,null,445,"","","",0]
["2015-03-19",0.8,85,0,0,0,56.350998199410355,-43.566545639061644,137.9054976876339,46,4,4.9737440013774528,null,45,"","","",0]
["2015-03-19T01:00:00",0.5,90,0,0,0,50.954421581303109,-49.429504414020592,158.17739499279045,299,4,4.9723849529970625,null,45,"","","",0]
["2015-03-19T02:00:00",0.3,94,0,0,0,48.025918688251465,-51.490960579666712,-178.38071134515343,66,4,4.9710272337911601,null,45,"","","",0]
["2015-03-19T03:00:00",0.1,96,0,0,0,59.099450869127736,-48.810740600458843,-155.24501105242825,112,2,4.9696708444582409,null,45,"","","",0]
["2015-03-19T04:00:00",-0.2,97,0,0,0,56.713558395095276,-42.201048817137789,-135.94247003472645,106,2,4.9683157856961131,null,45,"","","",0]
["2015-03-19T05:00:00",-0.5,97,0,0,0,62.332228108235654,-33.06594443009616,-120.85948774447833,14,2,4.9669620582018954,null,45,"","","",0]
["2015-03-19T06:00:00",-0.7,97,25,75,19.444444444444443,50.413870848621741,-22.503713327592973,-108.7856690914045,82,2,4.9656096626720299,null,45,"","","",25]
["2015-03-19T07:00:00",-0.8,96,133.33333333333334,169.44444444444443,91.666666666666671,47.955449985440225,-11.200968769545874,-98.460458418890596,320,2,4.9642585998022684,null,985,"",20,"",133.33333333333334]
["2015-03-19T08:00:00",-0.8,94,405.55555555555554,819.44444444444446,66.666666666666671,52.955449985440225,0.40266249494020412,-88.89693796618235,39,2,4.9629088702876807,null,385,"",20,"",405.55555555555554]
["2015-03-19T09:00:00",-0.7,91,388.88888888888891,313.88888888888886,216.66666666666666,60.413870848621741,11.968616342964598,-79.273864584100139,112,2,4.9615604748226456,null,385,"",20,"",388.88888888888891]
["2015-03-19T10:00:00",-0.6,88,525,444.44444444444446,236.11111111111111,57.872796765947385,23.150028805768219,-68.764613146219517,138,2,4.9602134141008598,null,145,"",20,"",525]
[{"$f":"A1863+1/24","v":"2015-03-19T11:00:00"},-0.3,84,480.55555555555554,258.33333333333331,300,52.252608551651178,33.481034766760928,-56.375637327722139,295,2,4.9588676888153334,null,145,"",20,"",480.55555555555554]
["2015-03-19T12:00:00",0,82,544.44444444444446,366.66666666666669,283.33333333333331,64.636979182266941,42.232088918074055,-40.886590927595833,144,2,4.9575232996583853,null,145,"",20,"",544.44444444444446]
["2015-03-19T13:00:00",0.5,79,513.88888888888891,380.55555555555554,261.11111111111109,56.954421581303109,48.275470883337135,-21.300718309204342,267,2,4.956180247321651,null,445,"",20,"",513.88888888888891]
["2015-03-19T14:00:00",1.2,77,458.33333333333337,438.88888888888886,205.55555555555554,55.220250928322457,50.287208783178109,1.5779646390465563,49,2,4.9548385324960771,null,145,"",20,"",458.33333333333337]
["2015-03-19T15:00:00",2,76,200,83.333333333333329,163.88888888888889,45.983362207089897,47.670575599662989,24.173955708654034,202,2,4.9534981558719231,null,145,"",20,"",200]
["2015-03-19T16:00:00",2.9,76,250,661.11111111111109,61.111111111111107,39.256278226552809,41.184139057420566,43.194164548146773,96,2,4.9521591181387583,null,145,"",20,"",250]
["2015-03-19T17:00:00",3.4,78,58.333333333333329,191.66666666666666,38.888888888888886,44.648250079418858,32.164436218247708,58.192960677096806,259,2,4.9508214199854619,null,445,"",20,"",58.333333333333329]
["2015-03-19T18:00:00",3,80,0,0,0,44.733634115204723,21.684186528200591,70.262326141260502,44,2,4.9494850621002282,null,1105,"",20,"",0]
["2015-03-19T19:00:00",2.1,83,0,0,0,38.456065201315198,10.427892063934582,80.59977760832632,293,2,4.9481500451705589,null,1105,"",20,"",0]
["2015-03-19T20:00:00",0.9,86,0,0,0,55.817544503266106,-1.1620799751857405,90.168632540789702,142,2,4.9468163698832681,null,505,"",20,"",0]
["2015-03-19T21:00:00",-0.1,87,0,0,0,38.17501514813415,-12.745973044076662,99.784855181480026,180,4,4.9454840369244764,null,505,"",20,"",0]
["2015-03-19T22:00:00",-0.8,89,0,0,0,55.955449985440225,-23.978457199205121,110.28215557263884,10,4,4.9441530469796149,null,445,"",20,"",0]
["2015-03-19T23:00:00",-1.2,90,0,0,0,56.126809662561072,-34.396315142370518,122.68141754652194,120,4,4.9428234007334275,null,445,"","","",0]
["2015-03-20",-1.4,91,0,0,0,48.215510194721446,-43.266158669739873,138.27346828657954,238,4,4.9414950988699617,null,45,"","","",0]
["2015-03-20T01:00:00",-1.4,91,0,0,0,68.215510194721446,-49.071805779965921,158.4589052432575,201,4,4.9401681420725749,null,45,"","","",0]
["2015-03-20T02:00:00",-1.5,92,0,0,0,53.760614339077165,-51.094032647224786,-178.27754228582521,248,4,4.9388425310239352,null,45,"","","",0]
["2015-03-20T03:00:00",-1.6,94,0,0,0,67.306220575932116,-48.412919669054808,-155.33388389301564,202,5,4.9375182664060144,null,45,"","","",0]
["2015-03-20T04:00:00",-1.9,96,0,0,0,50.94604814624023,-41.828363750157671,-136.14579293488313,1,5,4.936195348900096,null,45,"","","",0]
["2015-03-20T05:00:00",-2.2000000000000002,98,0,0,0,38.590381251847987,-32.721895529006652,-121.10743282175225,322,5,4.9348737791867636,null,45,"","","",0]
["2015-03-20T06:00:00",-2.5,99,41.666666666666664,269.44444444444446,22.222222222222221,59.239209932107656,-22.181320482081215,-109.0455474489427,265,5,4.933553557945916,null,45,"","","",41.666666666666664]
["2015-03-20T07:00:00",-2.6,98,200,530.55555555555554,66.666666666666671,38.789816788777671,-10.891066177315951,-98.721566364063932,82,5,4.9322346858567538,null,985,"",20,"",200]
["2015-03-20T08:00:00",-2.4,95,391.66666666666663,752.77777777777771,77.777777777777771,62.689101478127725,0.70907337082009381,-89.157385571398294,146,5,4.9309171635977815,null,385,"",20,"",391.66666666666663]
["2015-03-20T09:00:00",-1.8,88,558.33333333333337,852.77777777777771,86.111111111111114,54.398937848902733,12.280312668722813,-79.533747476992161,270,3,4.9296009918468116,null,385,"",20,"",558.33333333333337]
["2015-03-20T10:00:00",-0.7,77,683.33333333333337,908.33333333333326,88.888888888888886,45.413870848621741,23.47595342259687,-69.021112279015171,118,3,4.9282861712809627,null,145,"",20,"",683.33333333333337]
["2015-03-20T11:00:00",0.7,65,755.55555555555554,938.88888888888891,91.666666666666671,47.884962526257198,33.830009259756764,-56.615703980261237,229,3,4.9269727025766592,null,145,"",20,"",755.55555555555554]
["2015-03-20T12:00:00",2,50,744.44444444444446,905.55555555555554,100,57.983362207089897,42.60981864850725,-41.07348346859434,149,3,4.9256605864096246,null,145,"",20,"",744.44444444444446]
["2015-03-20T13:00:00",3,35,300,75,250,68.733634115204723,48.675499641692966,-21.362748758906029,217,3,4.9243498234548904,null,445,"",20,"",300]
["2015-03-20T14:00:00",3.4,23,350,191.66666666666666,238.88888888888889,79.648250079418858,50.680842715570236,1.7072427178064025,41,3,4.9230404143867927,null,145,"",20,"",350]
["2015-03-20T15:00:00",3.2,14,466.66666666666663,891.66666666666663,63.888888888888886,78.689902863480484,48.021719969893923,24.465989033915843,315,8,4.9217323598789697,null,145,"",20,"",466.66666666666663]
["2015-03-20T16:00:00",2.9,10,150,141.66666666666666,108.33333333333333,76.256278226552809,41.479503309550871,43.557596908892698,30,8,4.9204256606043639,null,145,"",20,"",150]
["2015-03-20T17:00:00",2.2000000000000002,10,55.555555555555557,147.22222222222223,38.888888888888886,81.929283684026927,32.412603589282377,58.567269693651994,267,8,4.9191203172352189,null,445,"",20,"",55.555555555555557]
["2015-03-20T18:00:00",1.1000000000000001,13,0,0,0,65.752170494658969,21.900110005738231,70.627687191151992,226,8,4.9178163304430793,null,1105,"",20,"",0]
["2015-03-20T19:00:00",-0.2,17,0,0,0,75.713558395095276,10.625743751393967,80.955869209111043,154,8,4.9165137008987978,null,1105,"",20,"",0]
["2015-03-20T20:00:00",-1.7,23,0,0,0,71.852328535693118,-0.96976019943496661,90.521861125795283,109,8,4.9152124292725237,null,505,"",20,"",0]
["2015-03-20T21:00:00",-3.2,30,0,0,0,65.103903773795764,-12.547211445811389,100.14312990566265,45,5,4.9139125162337063,null,505,"",20,"",0]
["2015-03-20T22:00:00",-4.7,36,0,0,0,58.467040865513241,-23.760442385808286,110.65167133342455,23,5,4.9126139624511014,null,445,"",20,"",0]
["2015-03-20T23:00:00",-6.1,42,0,0,0,74.372198287984077,-34.144373374197464,123.06069664845498,54,5,4.9113167685927621,null,445,"","","",0]
["2015-03-21",-7.4,46,0,0,0,55.797881455033973,-42.964998435752527,138.63853570400994,96,5,4.9100209353260453,null,45,"","","",0]
["2015-03-21T01:00:00",-8.6,51,0,0,0,71.724454470892567,-48.713753378495909,158.73713049545458,86,5,4.9087264633175991,null,45,"","","",0]
["2015-03-21T02:00:00",-9.6,55,0,0,0,46.549006053045275,-50.69717153303047,-178.17523728363707,41,5,4.9074333532333831,null,45,"","","",0]
["2015-03-21T03:00:00",-10.6,59,0,0,0,66.420817381738857,-48.015011108088537,-155.42050074260538,45,2,4.9061416057386484,null,45,"","","",0]
["2015-03-21T04:00:00",-11.4,63,0,0,0,61.152052868408987,-41.45516720796283,-136.34600736712056,129,2,4.9048512214979478,null,45,"","","",0]
["2015-03-21T05:00:00",-12,66,0,0,0,57.720068322325574,-32.377117824607453,-121.35283968057178,291,2,4.9035622011751308,null,45,"","","",0]
["2015-03-21T06:00:00",-12.4,69,11.111111111111111,2.7777777777777777,11.111111111111111,68.108030600065206,-21.858222179641999,-109.30368959788986,179,2,4.9022745454333467,null,45,"","","",11.111111111111111]
["2015-03-21T07:00:00",-12.6,70,25,0,25,58.304788805789201,-10.580622295806736,-98.98163205972449,12,2,4.9009882549350454,null,985,"",20,"",25]
["2015-03-21T08:00:00",-12.1,69,27.777777777777779,0,27.777777777777779,64.316363737550034,1.0157978360919959,-89.41738175016259,95,2,4.8997033303419695,null,385,"",20,"",27.777777777777779]
["2015-03-21T09:00:00",-11,66,36.111111111111107,0,36.111111111111107,62.782694413834463,12.592082294094787,-79.793742197043358,0,0,4.8984197723151599,null,385,"",20,"",36.111111111111107]
["2015-03-21T10:00:00",-9.5,60,58.333333333333329,0,58.333333333333329,65.964418288133572,23.801746773067414,-69.278324425198377,47,0,4.8971375815149587,null,145,"",20,"",58.333333333333329]
["2015-03-21T11:00:00",-7.7,53,119.44444444444444,2.7777777777777777,116.66666666666666,46.523062079482258,34.17875017977871,-56.857088191071355,107,0,4.8958567586010009,null,145,"",20,"",119.44444444444444]
["2015-03-21T12:00:00",-5.9,45,227.7777777777778,25,211.11111111111111,64.237044011565217,42.987382090804068,-41.261877739149085,221,0,4.8945773042322172,null,145,"",20,"",227.7777777777778]
["2015-03-21T13:00:00",-4.0999999999999996,37,250,41.666666666666664,222.22222222222223,58.108477887416825,49.075490631655221,-21.42487712067167,44,0,4.8932992190668356,null,445,"",20,"",250]
["2015-03-21T14:00:00",-2.2999999999999998,30,219.44444444444443,47.222222222222221,191.66666666666666,69.139491795206027,51.074147337780452,1.839593620200447,273,0,4.8920225037623801,null,145,"",20,"",219.44444444444443]
["2015-03-21T15:00:00",-0.9,26,163.88888888888889,44.444444444444443,144.44444444444443,67.497533805721503,48.371770943474623,24.762739539816884,180,3,4.890747158975671,null,145,"",20,"",163.88888888888889]
["2015-03-21T16:00:00",-0.1,24,72.222222222222214,13.888888888888889,69.444444444444443,66.17501514813415,41.773267813545658,43.924861999652343,210,3,4.8894731853628208,null,145,"",20,"",72.222222222222214]
["2015-03-21T17:00:00",-0.4,25,25,11.111111111111111,25,81.79216524644022,32.659158308088188,58.944002181859929,125,3,4.8882005835792359,null,445,"",20,"",25]
["2015-03-21T18:00:00",-1.1000000000000001,28,0,0,0,80.583214014623309,22.11469753259928,70.994431760983915,147,3,4.8869293542796211,null,1105,"",20,"",0]
["2015-03-21T19:00:00",-2.1,31,0,0,0,69.041770216693521,10.822654323944173,81.312655739032465,205,3,4.8856594981179722,null,1105,"",20,"",0]
["2015-03-21T20:00:00",-3.1,36,0,0,0,63.550314229104629,-0.7779462195988236,90.87527165049687,146,3,4.8843910157475809,null,505,"",20,"",0]
["2015-03-21T21:00:00",-4,40,0,0,0,65.550439102089172,-12.348513554138968,100.501089673167,180,3,4.8831239078210267,null,505,"",20,"",0]
["2015-03-21T22:00:00",-4.5999999999999996,44,0,0,0,74.906052404492016,-23.542075392899591,111.02023637618252,98,3,4.8818581749901897,null,445,"",20,"",0]
["2015-03-21T23:00:00",-5,47,0,0,0,59.152946785817164,-33.891765173235541,123.43809768743439,95,3,4.8805938179062371,null,445,"","","",0]
["2015-03-22",-5.3,50,0,0,0,51.843255846255943,-42.663121409537609,139.00057847891077,135,3,4.8793308372196291,null,45,"","","",0]
["2015-03-22T01:00:00",-5.6,53,0,0,0,59.537958200080652,-48.355430417636228,159.01198507802982,320,3,4.8780692335801188,null,45,"","","",0]
["2015-03-22T02:00:00",-5.9,56,0,0,0,72.237044011565217,-50.300480135240718,-178.07390419006032,249,3,4.8768090076367514,null,45,"","","",0]
[{"$f":"A1927+1/24","v":"2015-03-22T03:00:00"},-6.5,60,0,0,0,70.648326719719876,-47.617143210458707,-155.50500305940966,202,2,4.8755501600378635,null,45,"","","",0]
["2015-03-22T04:00:00",-7.3,64,0,0,0,49.223781803500913,-41.08160548601905,-136.54321251485382,39,2,4.87429269143108,null,45,"","","",0]
["2015-03-22T05:00:00",-8.1,69,0,0,0,58.830013318875388,-32.03176094518782,-121.59575391612154,248,2,4.8730366024633174,null,45,"","","",0]
["2015-03-22T06:00:00",-8.8000000000000007,73,36.111111111111107,108.33333333333333,27.777777777777779,43.885566779871908,-21.53456497981696,-109.56010947292741,218,2,4.8717818937807849,null,45,"","","",36.111111111111107]
["2015-03-22T07:00:00",-9.1,76,163.88888888888889,255.55555555555554,97.222222222222214,59.630800368092594,-10.26978006929374,-99.240654983292643,99,2,4.8705285660289785,null,985,"",20,"",163.88888888888889]
["2015-03-22T08:00:00",-8.8000000000000007,77,355.55555555555554,544.44444444444446,122.22222222222221,47.885566779871908,1.3226951045601638,-89.676921736703065,304,2,4.8692766198526876,null,385,"",20,"",355.55555555555554]
["2015-03-22T09:00:00",-7.8,76,288.88888888888886,116.66666666666666,222.22222222222223,59.099081639486428,12.903784743843252,-80.053847429715162,360,1,4.8680260558959834,null,385,"",20,"",288.88888888888886]
["2015-03-22T10:00:00",-5.9,72,308.33333333333331,83.333333333333329,252.77777777777777,54.237044011565217,24.127267279940956,-69.536261174169454,193,1,4.8667768748022349,null,145,"",20,"",308.33333333333331]
["2015-03-22T11:00:00",-3.5,65,636.11111111111109,558.33333333333326,236.11111111111111,54.767645906407211,34.52711535078106,-57.099829203656682,192,1,4.8655290772140951,null,145,"",20,"",636.11111111111109]
["2015-03-22T12:00:00",-0.6,58,725,808.33333333333326,141.66666666666666,43.872796765947385,43.364642040810033,-41.451855303051239,165,1,4.8642826637735057,null,145,"",20,"",725]
["2015-03-22T13:00:00",2.4,50,594.44444444444446,552.77777777777771,219.44444444444443,44.877268613559465,49.47532215455756,-21.48720384760292,211,1,4.8630376351216942,null,445,"",20,"",594.44444444444446]
["2015-03-22T14:00:00",5.2,44,627.77777777777794,936.11111111111109,77.777777777777771,78.367403361154516,51.46701743717788,1.9749543156264664,132,1,4.8617939918991802,null,145,"",20,"",627.77777777777794]
["2015-03-22T15:00:00",7.5,38,250,150,180.55555555555554,74.757402074707159,48.720638918899596,25.06413068377768,202,5,4.8605517347457674,null,145,"",20,"",250]
["2015-03-22T16:00:00",9.1,36,138.88888888888889,102.77777777777777,108.33333333333333,68.847807783408996,42.06537074425092,44.29583366447163,297,5,4.8593108643005483,null,145,"",20,"",138.88888888888889]
["2015-03-22T17:00:00",9.6999999999999993,36,44.444444444444443,61.111111111111107,36.111111111111107,58.917400283616701,32.904067209374809,59.323015196389953,187,5,4.8580713812018983,null,445,"",20,"",44.444444444444443]
["2015-03-22T18:00:00",9.4,38,0,0,0,68.380159660255799,22.327935871570876,71.362421119195133,64,5,4.8568332860874843,null,1105,"",20,"",0]
["2015-03-22T19:00:00",8.6999999999999993,41,0,0,0,62.812258732469672,11.018621396337362,81.6700057417832,47,5,4.8555965795942573,null,1105,"",20,"",0]
["2015-03-22T20:00:00",7.7,45,0,0,0,77.761167877791479,-0.58663698543019582,91.228736411168143,349,5,4.8543612623584496,null,505,"",20,"",0]
["2015-03-22T21:00:00",6.7,50,0,0,0,71.763744858502491,-12.149881531790381,100.85860573698893,202,3,4.8531273350155857,null,505,"",20,"",0]
["2015-03-22T22:00:00",5.7,54,0,0,0,61.819608174322468,-23.323368786898634,111.38771758842388,223,3,4.851894798200469,null,445,"",20,"",0]
["2015-03-22T23:00:00",4.8,58,0,0,0,42.415130761681041,-33.638522001678695,123.81348627130592,171,3,4.8506636525471922,null,445,"","","",0]
["2015-03-23",4,62,0,0,0,47.535792639548674,-42.360585512735,139.35947885669935,84,3,4.8494338986891314,null,45,"","","",0]
["2015-03-23T01:00:00",3.1,67,0,0,0,51.211508868896487,-47.996920943824335,159.28338726522983,164,3,4.8482055372589414,null,45,"","","",0]
["2015-03-23T02:00:00",2.1,71,0,0,0,46.456065201315198,-49.904061379114466,-177.97364648390607,107,3,4.8469785688885683,null,45,"","","",0]
["2015-03-23T03:00:00",1.1000000000000001,75,0,0,0,50.752170494658969,-47.219443443431381,-155.58752847166724,202,2,4.8457529942092368,null,45,"","","",0]
["2015-03-23T04:00:00",0,78,0,0,0,49.636979182266941,-40.707823874624026,-136.73750681689742,120,2,4.8445288138514577,null,45,"","","",0]
["2015-03-23T05:00:00",-1.1000000000000001,81,0,0,0,56.583214014623309,-31.68597380822365,-121.83622202153576,17,2,4.8433060284450207,null,45,"","","",0]
["2015-03-23T06:00:00",-1.9,83,44.444444444444443,163.88888888888889,30.555555555555554,52.94604814624023,-21.210494972357225,-109.81482206154702,190,2,4.8420846386189993,null,45,"","","",44.444444444444443]
["2015-03-23T07:00:00",-2.2000000000000002,84,144.44444444444443,163.88888888888889,100,45.590381251847987,-9.9586820620029091,-99.498635297183426,27,2,4.8408646450017523,null,985,"",20,"",144.44444444444443]
["2015-03-23T08:00:00",-1.9,83,241.66666666666666,163.88888888888889,169.44444444444443,68.94604814624023,1.6296247707006764,-89.936000963720971,43,2,4.8396460482209154,null,385,"",20,"",241.66666666666666]
["2015-03-23T09:00:00",-1,79,369.44444444444446,238.88888888888889,233.33333333333331,46.040121938918958,13.215279939246081,-80.314061570381313,202,1,4.8384288489034066,null,385,"",20,"",369.44444444444446]
["2015-03-23T10:00:00",0.5,73,405.55555555555554,183.33333333333334,283.33333333333331,57.954421581303109,24.452373720613146,-69.794933442552079,245,1,4.83721304767543,null,145,"",20,"",405.55555555555554]
["2015-03-23T11:00:00",2.5,64,575,402.77777777777777,283.33333333333331,47.352035810044924,34.874962796206461,-57.343965672318262,30,1,4.8359986451624621,null,145,"",20,"",575]
["2015-03-23T12:00:00",4.7,54,583.33333333333337,411.11111111111109,283.33333333333331,74.928377685771466,43.741461317259166,-41.643498451393597,40,1,4.8347856419892681,null,145,"",20,"",583.33333333333337]
["2015-03-23T13:00:00",7.1,45,611.11111111111109,586.11111111111109,211.11111111111111,44.756298372471463,49.874872738999564,-21.549832126321956,199,1,4.8335740387798865,null,445,"",20,"",611.11111111111109]
["2015-03-23T14:00:00",9.4,35,505.55555555555554,536.11111111111109,188.88888888888889,62.380159660255799,51.859348602803543,2.1132589372630828,27,1,4.83236383615764,null,145,"",20,"",505.55555555555554]
["2015-03-23T15:00:00",11.4,28,444.44444444444446,786.11111111111109,80.555555555555557,61.72127548304951,49.068235793366327,25.370082164818616,180,2,4.8311550347451302,null,145,"",20,"",444.44444444444446]
["2015-03-23T16:00:00",13,24,294.44444444444446,805.55555555555554,50,52.152682930749222,42.355752368669023,44.670382236937705,64,2,4.8299476351642348,null,145,"",20,"",294.44444444444446]
["2015-03-23T17:00:00",13.6,22,91.666666666666671,491.66666666666663,33.333333333333336,53.351145382627749,33.147299140511912,59.704163873086095,209,2,4.8287416380361128,null,445,"",20,"",91.666666666666671]
["2015-03-23T18:00:00",13.2,23,0,0,0,76.216604429810957,22.539813277036465,71.731515809785023,167,2,4.8275370439812022,null,1105,"",20,"",0]
["2015-03-23T19:00:00",12.1,25,0,0,0,63.392568881752709,11.213643423062402,82.027787688628592,119,2,4.8263338536192188,null,1105,"",20,"",0]
["2015-03-23T20:00:00",10.6,29,0,0,0,75.558558556396463,-0.39583126934105611,91.5821280280135,19,2,4.8251320675691556,null,505,"",20,"",0]
["2015-03-23T21:00:00",8.9,35,0,0,0,62.828950711476807,-11.951318006501557,101.21555006590883,0,0,4.8239316864492805,null,505,"",20,"",0]
["2015-03-23T22:00:00",7.3,43,0,0,0,73.755779924327044,-23.104336188673194,111.75398319533075,228,0,4.8227327108771449,null,445,"",20,"",0]
["2015-03-23T23:00:00",5.8,50,0,0,0,43.311634802301171,-33.38467679190925,124.18673041536213,138,0,4.821535141469572,null,445,"","","",0]
["2015-03-24",4.4000000000000004,59,0,0,0,69.4712685843391,-42.057450106825634,139.71512275801194,59,0,4.8203389788426643,null,45,"","","",0]
["2015-03-24T01:00:00",3.1,67,0,0,0,41.211508868896487,-47.638309822296847,159.5512591749025,94,0,4.8191442236117981,null,45,"","","",0]
["2015-03-24T02:00:00",1.8,75,0,0,0,40.039501186266477,-49.508018214416978,-177.87456338153572,185,0,4.8179508763916274,null,45,"","","",0]
["2015-03-24T03:00:00",0.7,82,0,0,0,69.884962526257198,-46.822038457003011,-155.66821075969389,0,0,4.8167589377960818,null,45,"","","",0]
["2015-03-24T04:00:00",-0.3,87,0,0,0,52.252608551651178,-40.333966636894438,-136.92898777952294,53,0,4.8155684084383665,null,45,"","","",0]
["2015-03-24T05:00:00",-1.2,91,0,0,0,51.126809662561072,-31.339904565752835,-122.07429118770584,51,0,4.8143792889309598,null,45,"","","",0]
["2015-03-24T06:00:00",-1.8,93,38.888888888888886,91.666666666666671,30.555555555555554,53.398937848902733,-20.886157708117647,-110.06784324385879,77,0,4.8131915798856157,null,45,"","","",38.888888888888886]
["2015-03-24T07:00:00",-2,93,202.77777777777777,422.22222222222223,86.111111111111114,59.493659058520109,-9.6474703851254713,-99.75557371892576,26,0,4.8120052819133647,null,985,"",20,"",202.77777777777777]
["2015-03-24T08:00:00",-1.4,90,350,477.77777777777777,138.88888888888889,60.215510194721446,1.9364468825835819,-90.194614945040001,103,0,4.8108203956245088,null,385,"",20,"",350]
["2015-03-24T09:00:00",0.1,85,586.11111111111109,866.66666666666663,86.111111111111114,56.099450869127736,13.526428269266747,-80.574382602757893,225,1,4.8096369216286226,null,385,"",20,"",586.11111111111109]
["2015-03-24T10:00:00",2.1,76,427.77777777777777,211.11111111111111,286.11111111111109,55.456065201315198,24.776925293696944,-70.054351331507661,146,1,4.8084548605345585,null,145,"",20,"",427.77777777777777]
["2015-03-24T11:00:00",4.4000000000000004,64,541.66666666666663,330.55555555555554,300,67.4712685843391,35.222150793033762,-57.589535489455649,335,1,4.8072742129504391,null,145,"",20,"",541.66666666666663]
["2015-03-24T12:00:00",7,52,627.77777777777794,502.77777777777777,261.11111111111109,60.257359367154606,44.117702789927293,-41.836890046815213,78,1,4.8060949794836585,null,145,"",20,"",627.77777777777794]
["2015-03-24T13:00:00",9.6999999999999993,39,572.22222222222217,472.22222222222223,247.22222222222223,74.917400283616701,50.274021147844195,-21.612867854195343,127,1,4.8049171607408869,null,445,"",20,"",572.22222222222217]
["2015-03-24T14:00:00",12.4,28,650,969.44444444444446,72.222222222222214,70.974276954697928,52.251037238954808,2.2544387142494466,114,1,4.8037407573280628,null,145,"",20,"",650]
["2015-03-24T15:00:00",14.9,19,475,866.66666666666663,69.444444444444443,70.350353631716928,49.414474988764688,25.680509832782654,337,5,4.8025657698504016,null,145,"",20,"",475]
["2015-03-24T16:00:00",16.5,13,305.55555555555554,838.88888888888891,50,81.095830186326168,42.644355054790779,45.048374543463112,30,5,4.8013921989123842,null,145,"",20,"",305.55555555555554]
["2015-03-24T17:00:00",15.9,11,108.33333333333333,650,27.777777777777779,69.799237979963664,33.388824933433597,60.087301488330709,190,5,4.8002200451177668,null,445,"",20,"",108.33333333333333]
["2015-03-24T18:00:00",14.5,10,2.7777777777777777,0,2.7777777777777777,71.186629181892386,22.750319441077362,72.101575710510204,320,5,4.7990493090695754,null,1105,"",20,"",2.7777777777777777]
[{"$f":"A1991+1/24","v":"2015-03-24T19:00:00"},12.5,10,0,0,0,78.502622041094412,11.407719633074855,82.385870023830918,176,5,4.7978799913701069,null,1105,"",20,"",0]
["2015-03-24T20:00:00",10.4,11,0,0,0,77.523365229982232,-0.20552773311065137,91.935319482890563,7,5,4.796712092620929,null,505,"",20,"",0]
["2015-03-24T21:00:00",8.5,12,0,0,0,75.797728776966665,-11.752826131386266,101.57179538155805,22,7,4.7955456134228776,null,505,"",20,"",0]
["2015-03-24T22:00:00",7.1,12,0,0,0,60.756298372471463,-22.884992318707841,112.11890279874582,275,7,4.79438055437606,null,445,"",20,"",0]
["2015-03-24T23:00:00",6.2,12,0,0,0,81.285039515135168,-33.130263965463485,124.55770056867992,174,7,4.793216916079853,null,445,"","","",0]
["2015-03-25",5.6,11,0,0,0,88.328110607177734,-41.753775981892687,140.06739974595877,235,7,4.7920546991329003,null,45,"","","",0]
["2015-03-25T01:00:00",5,10,0,0,0,81.390214245441655,-47.279682716635854,159.81552666918932,166,7,4.7908939041331164,null,45,"","","",0]
["2015-03-25T02:00:00",4.3,9,0,0,0,74.986614332980025,-49.112453611684472,-177.776749943883,309,7,4.7897345316776843,null,45,"","","",0]
["2015-03-25T03:00:00",3.4,8,0,0,0,78.648250079418858,-46.425054091598632,-155.74717984560792,22,5,4.7885765823630546,null,45,"","","",0]
["2015-03-25T04:00:00",2.1,7,0,0,0,94.456065201315198,-39.960176988446044,-137.11775180154146,323,5,4.7874200567849456,null,45,"","","",0]
["2015-03-25T08:00:00",-0.8,7,422.22222222222223,769.44444444444446,80.555555555555557,82.955449985440225,2.2430220140291581,-90.452759159018726,146,5,4.7828082037264394,null,385,"",20,"",422.22222222222223]
["2015-03-25T11:00:00",1.8,8,538.88888888888891,316.66666666666669,308.33333333333331,95.039501186266477,35.568537926925565,-57.836575607949733,242,3,4.7793642922472124,null,145,"",20,"",538.88888888888891]
["2015-03-25T15:00:00",9.1999999999999993,7,350,383.33333333333331,169.44444444444443,89.358049189010728,49.759271476752168,25.995325596477574,22,3,4.774792411677776,null,145,"",20,"",350]
["2015-03-25T18:00:00",8.6,5,2.7777777777777777,0,2.7777777777777777,79.304723693533958,22.959445437718735,72.472460091116176,171,3,4.771378522883273,null,1105,"",20,"",2.7777777777777777]
["2015-03-25T21:00:00",4.4000000000000004,7,0,0,0,92.4712685843391,-11.554409644100334,101.92721519530582,45,3,4.7679775273424365,null,505,"",20,"",0]
["2015-03-25T22:00:00",3.4,10,0,0,0,92.648250079418858,-22.665353040237132,112.48234741564042,19,3,4.7668467300530759,null,445,"",20,"",0]
["2015-03-26T01:00:00",1.7,23,0,0,0,68.56834241109226,-46.921126067516902,160.07611925796294,95,3,4.7634629500022498,null,45,"","","",0]
["2015-03-26T06:00:00",-0.9,27,72.222222222222214,405.55555555555554,30.555555555555554,61.497533805721503,-20.237260518317534,-110.56887843728894,136,3,4.7578520574137588,null,45,"","","",72.222222222222214]
["2015-03-26T09:00:00",-1.4,20,605.55555555555554,888.88888888888891,83.333333333333329,83.215510194721446,14.147128653732171,-81.095334490019184,22,1,4.7545027917602818,null,385,"",20,"",605.55555555555554]
["2015-03-26T12:00:00",1.2,14,791.66666666666663,941.66666666666663,94.444444444444443,83.220250928322457,44.867904231952579,-42.229251889016751,60,1,4.7511664974974224,null,145,"",20,"",791.66666666666663]
["2015-03-26T16:00:00",6,10,266.66666666666669,627.77777777777771,69.444444444444443,89.297276759003637,43.216003625335588,45.81414017267894,236,8,4.746738309556406,null,145,"",20,"",266.66666666666669]
["2015-03-26T19:00:00",3.9,10,0,0,0,79.053231170787569,11.793034994327636,83.102409770847146,42,8,4.7434323418413262,null,1105,"",20,"",0]
["2015-03-26T22:00:00",0.4,11,0,0,0,68.489915564463786,-22.445435400310643,112.84418951604735,196,4,4.740139396774568,null,445,"",20,"",0]
["2015-03-26T23:00:00",-0.6,11,0,0,0,67.872796765947385,-32.619880691218292,125.2923130154102,172,4,4.7390446449778167,null,445,"","","",0]
["2015-03-27T02:00:00",-3.4,13,0,0,0,75.212569979658952,-48.323172047912841,-177.58529214849241,60,4,4.7357690871489453,null,45,"","","",0]
["2015-03-27T07:00:00",-7.2,13,150,141.66666666666666,108.33333333333333,72.650163032997227,-8.7145661600375277,-100.52015045345253,32,1,4.7303388496301864,null,985,"",20,"",150]
["2015-03-27T10:00:00",-4.3,9,700,855.55555555555554,111.11111111111111,85.226032673916961,25.74585052669298,-70.837164464596754,261,0,4.7270981470205626,null,145,"",20,"",700]
["2015-03-27T13:00:00",2.1,4,463.88888888888886,236.11111111111111,297.22222222222223,79.456065201315198,51.467844589314559,-21.80551875985444,239,0,4.7238705426888243,null,445,"",20,"",463.88888888888886]
["2015-03-27T17:00:00",7.3,3,41.666666666666664,33.333333333333336,36.111111111111107,100.75577992432704,34.102902904545388,61.247154134681722,165,3,4.719587471166264,null,445,"",20,"",41.666666666666664]
["2015-03-27T20:00:00",4.8,7,0,0,0,68.415130761681041,0.36238344553182722,92.992428902789356,304,3,4.716390487494504,null,505,"",20,"",0]
["2015-03-27T21:00:00",3.4,8,0,0,0,94.648250079418858,-11.157821052336688,102.63507653141357,270,2,4.7153277472870876,null,505,"",20,"",0]
["2015-03-28T03:00:00",-3.6,14,0,0,0,64.323216559644322,-45.23787112240845,-155.97504920785212,0,0,4.708982014947992,null,45,"","","",0]
["2015-03-28T04:00:00",-4.5999999999999996,16,0,0,0,74.906052404492016,-38.840629635262012,-137.66868626788829,37,0,4.707929516120684,null,45,"","","",0]
["2015-03-28T08:00:00",-5.5,22,247.22222222222223,144.44444444444443,180.55555555555554,72.972569879133403,3.1598806462538844,-91.22432502765669,353,0,4.7037341784768198,null,385,"",20,"",247.22222222222223]
["2015-03-28T11:00:00",1.2,23,508.33333333333331,250,322.22222222222223,63.220250928322457,36.60148583135917,-58.586869341595346,338,0,4.7006030808903319,null,145,"",20,"",508.33333333333331]
["2015-03-28T14:00:00",9,20,527.77777777777783,544.44444444444446,194.44444444444443,61.33810841890346,53.809323796111691,2.8464282809233561,272,0,4.6974852042575215,null,145,"",20,"",527.77777777777783]
["2015-03-28T18:00:00",11.5,19,2.7777777777777777,0,2.7777777777777777,81.244090135758938,23.578472672466496,73.588644911885225,136,3,4.6933486262843438,null,1105,"",20,"",2.7777777777777777]
["2015-03-28T21:00:00",9.4,24,0,0,0,69.380159660255799,-10.959659860098707,102.98726935487947,180,2,4.6902616545782863,null,505,"",20,"",0]
["2015-03-28T22:00:00",8.3000000000000007,28,0,0,0,83.785357777724641,-22.004839375039602,113.5625635365772,75,2,4.6892356119357377,null,445,"",20,"",0]
["2015-03-29T04:00:00",2.2000000000000002,64,0,0,0,71.929283684026927,-38.468520915526646,-137.84751891853662,50,3,4.6831103462150718,null,45,"","","",0]
["2015-03-29T05:00:00",1.6,70,0,0,0,58.097697627252728,-29.610452141619902,-123.23032986643589,185,3,4.6820946385192705,null,45,"","","",0]
["2015-03-29T09:00:00",2.1,75,563.88888888888891,708.33333333333337,138.88888888888889,66.456065201315198,15.072122241182541,-81.8774764594408,247,3,4.6780465981221457,null,385,"",20,"",563.88888888888891]
["2015-03-29T12:00:00",7.1,45,716.66666666666663,672.22222222222217,211.11111111111111,68.756298372471463,45.98545081745926,-42.832993358729141,239,3,4.6750261122969032,null,145,"",20,"",716.66666666666663]
["2015-03-29T15:00:00",12.1,12,327.77777777777777,283.33333333333331,188.88888888888889,90.392568881752709,51.122385351405072,27.296564642764064,292,5,4.6720189658502118,null,145,"",20,"",327.77777777777777]
["2015-03-29T19:00:00",11.5,3,0,0,0,90.244090135758938,12.363932287520793,84.176186816901179,118,5,4.6680302114554468,null,1105,"",20,"",0]
["2015-03-29T22:00:00",7.1,7,0,0,0,93.756298372471463,-21.784201342923556,113.91884799569874,176,5,4.6650542442654555,null,445,"",20,"",0]
["2015-03-30T01:00:00",3.8,10,0,0,0,78.57119195464179,-45.489358795567256,161.08045325390557,192,5,4.6620916626251354,null,45,"","","",0]
[{"$f":"A2119+1/24","v":"2015-03-30T03:00:00"},1.5,14,0,0,0,88.627566460799471,-44.450790129711507,-156.12060448974339,247,3,4.6601240513911977,null,45,"","","",0]
["2015-03-30T06:00:00",-2,23,75,247.22222222222223,44.444444444444443,74.493659058520109,-18.942588201807578,-111.55141389806026,94,3,4.6571838094522713,null,45,"","","",75]
["2015-03-30T10:00:00",2,29,636.11111111111109,597.22222222222217,216.66666666666666,66.983362207089897,26.704767777583598,-71.626943026045723,224,0,4.6532843678635309,null,145,"",20,"",636.11111111111109]
["2015-03-30T13:00:00",11.7,21,336.11111111111109,83.333333333333329,277.77777777777777,83.291373723637719,52.653707581711693,-22.005902471459343,50,0,4.6503754649727709,null,445,"",20,"",336.11111111111109]
["2015-03-30T17:00:00",17.7,14,50,44.444444444444443,44.444444444444443,75.750750159276947,34.800759097861196,62.419459861618499,223,3,4.6465178577931487,null,445,"",20,"",50]
["2015-03-30T20:00:00",14.6,17,0,0,0,68.726714845221466,0.9258199301375859,94.04320673386141,214,3,4.6436403672795796,null,505,"",20,"",0]
["2015-03-30T23:00:00",13.3,22,0,0,0,53.749401839027882,-31.593985958651096,126.7288254055225,84,2,4.6407763614648712,null,445,"","","",0]
["2015-03-31T02:00:00",8.6,25,0,0,0,74.304723693533958,-46.754883313826333,-177.22135754578829,40,2,4.6379258536097634,null,45,"","","",0]
["2015-03-31T04:00:00",6.3,23,0,0,0,69.779717142910329,-37.726742054137617,-138.1985003949024,277,0,4.6360330204263622,null,45,"","","",0]
["2015-03-31T07:00:00",6.1,19,44.444444444444443,2.7777777777777777,44.444444444444443,71.790892847190207,-7.4776156388394108,-101.52508818992665,180,0,4.6332050384691259,null,985,"",20,"",44.444444444444443]
["2015-03-31T11:00:00",7.2,30,113.8888888888889,2.7777777777777777,111.11111111111111,56.25577176438469,37.622176805937499,-59.35159664229402,18,4,4.6294554494716182,null,145,"",20,"",113.8888888888889]
["2015-03-31T14:00:00",7.3,46,97.222222222222229,2.7777777777777777,94.444444444444443,50.755779924327044,54.966341502315636,3.3167809787374747,22,4,4.6266590648114505,null,145,"",20,"",97.222222222222229]
["2015-03-31T18:00:00",3.1,44,2.7777777777777777,0,2.7777777777777777,77.211508868896487,24.184877323368909,74.707137607173024,200,6,4.6229516526650158,null,1105,"",20,"",2.7777777777777777]
["2015-03-31T21:00:00",5.4,32,0,0,0,70.346701137960508,-10.365791124220229,104.03542390211435,337,4,4.6201869357945284,null,505,"",20,"",0]
["2015-03-31T23:00:00",5.3,26,0,0,0,71.856788477514669,-31.336691577452672,127.0804594484415,12,4,4.6183513422552007,null,445,"","","",0]
["2015-04-01T02:00:00",6.3,26,0,0,0,62.779717142910329,-46.365552274220626,-177.13476535162673,301,4,4.6156092879510906,null,45,"","","",0]
["2015-04-01T05:00:00",6,37,2.7777777777777777,0,2.7777777777777777,68.297276759003637,-28.578681270609216,-123.89823061739381,29,0,4.6128808481335879,null,45,"","","",2.7777777777777777]
["2015-04-01T09:00:00",7.5,46,622.22222222222217,855.55555555555554,94.444444444444443,68.757402074707159,15.986585040932804,-82.660325202739983,0,0,4.6092641282930078,null,385,"",20,"",622.22222222222217]
["2015-04-01T12:00:00",15.2,28,772.22222222222229,794.44444444444446,163.88888888888889,80.979073341665014,47.09041856614288,-43.456959460333508,71,0,4.6065675046303873,null,145,"",20,"",772.22222222222229]
["2015-04-01T15:00:00",23.3,8,472.22222222222223,769.44444444444446,88.888888888888886,106.91404831720939,52.125644812151428,28.313632336004016,247,3,4.6038845373190691,null,145,"",20,"",472.22222222222223]
[{"$f":"A2183+1/24","v":"2015-04-01T19:00:00"},21.9,12,0,0,0,61.700179193125848,12.926390131295783,85.245582326083223,166,3,4.6003285122456692,null,1105,"",20,"",0]
["2015-04-01T22:00:00",18.100000000000001,20,0,0,0,85.987441505615209,-21.121197136435608,114.97463998067543,337,3,4.5976774579544131,null,445,"",20,"",0]
["2015-04-02",16.100000000000001,22,0,0,0,71.895823956627737,-39.312743474268778,142.75232824346753,133,3,4.5959176974015072,null,45,"","","",0]
["2015-04-02T03:00:00",12.2,23,0,0,0,58.91925076346746,-43.279159918724687,-156.33157700030512,22,1,4.5932894790873036,null,45,"","","",0]
["2015-04-02T06:00:00",6.9,25,72.222222222222214,150,50,66.758954367138131,-17.97876192288323,-112.27178771752381,42,1,4.5906749786034844,null,45,"","","",72.222222222222214]
["2015-04-02T10:00:00",13,22,488.88888888888886,252.77777777777777,308.33333333333331,69.152682930749222,27.649984358747787,-72.423740812534746,185,2,4.587210337719581,null,145,"",20,"",488.88888888888886]
["2015-04-02T13:00:00",19.8,12,566.66666666666663,380.55555555555554,291.66666666666669,88.596709818588295,53.828377698279191,-22.217294790364598,277,2,4.5846278924737032,null,445,"",20,"",566.66666666666663]
["2015-04-02T16:00:00",23,6,302.77777777777777,686.11111111111109,69.444444444444443,90.144104949193718,45.153261697417179,48.581578822735871,304,3,4.5820592051625457,null,145,"",20,"",302.77777777777777]
["2015-04-02T20:00:00",19.5,9,0,0,0,87.888750051894647,1.484796819401526,95.084304010729923,207,3,4.5786557105267223,null,505,"",20,"",0]
["2015-04-02T21:00:00",18.3,11,0,0,0,79.109248553856162,-9.9704776831296584,104.72596655491711,45,3,4.5778086651063479,null,505,"",20,"",0]
["2015-04-03T03:00:00",13.4,26,0,0,0,74.282757540967168,-42.891493120085016,-156.40033960586734,67,2,4.5727585833121793,null,45,"","","",0]
["2015-04-03T04:00:00",12.4,27,0,0,0,85.974276954697928,-36.622201317514403,-138.70953310710513,223,2,4.5719222721759305,null,45,"","","",0]
["2015-04-03T07:00:00",10.3,29,50,2.7777777777777777,50,70.006589328302937,-6.5599028511575934,-102.26795791194223,229,2,4.5694225516630489,null,985,"",20,"",50]
["2015-04-03T11:00:00",12.6,52,230.55555555555557,19.444444444444443,216.66666666666666,67.03152230615899,38.626877824343275,-60.131489468667674,18,0,4.566111103717712,null,145,"",20,"",230.55555555555557]
["2015-04-03T14:00:00",12.1,78,88.888888888888886,2.7777777777777777,86.111111111111114,58.392568881752709,56.110399173071578,3.8070144343038175,74,0,4.5636436672191465,null,145,"",20,"",88.888888888888886]
["2015-04-03T17:00:00",18.2,87,25,2.7777777777777777,25,54.548056251563708,35.705177470095769,63.994588193652945,16,4,4.5611900858151451,null,445,"",20,"",25]
["2015-04-03T21:00:00",12.9,80,0,0,0,64.621558061846258,-9.7730318648568186,105.06841322667978,157,4,4.5579402159385083,null,505,"",20,"",0]
["2015-04-03T22:00:00",12.8,79,0,0,0,53.090989927550197,-20.678538454924265,115.66644071692409,245,4,4.557131603400566,null,445,"",20,"",0]
["2015-04-04T02:00:00",9.3000000000000007,86,0,0,0,69.868833019863246,-45.20578392849616,-176.88658699898485,6,4,4.5539125854536309,null,45,"","","",0]
["2015-04-04T05:00:00",6.6,92,2.7777777777777777,0,2.7777777777777777,57.266939587971478,-27.555983485015133,-124.54837756430065,119,4,4.5515145373897701,null,45,"","","",2.7777777777777777]
["2015-04-04T08:00:00",5.8,93,383.33333333333337,419.44444444444446,175,54.311634802301171,5.2650328720827924,-93.007116310562282,225,4,4.5491304005800073,null,385,"",20,"",383.33333333333337]
["2015-04-04T12:00:00",5.7,82,775,761.11111111111109,183.33333333333334,47.819608174322468,48.179147522882971,-44.103321143391149,21,4,4.5459732102991843,null,145,"",20,"",775]
["2015-04-04T15:00:00",8,75,450,630.55555555555554,130.55555555555554,55.270842617614505,53.11033434536531,29.362444216378517,360,3,4.5436215758998753,null,145,"",20,"",450]
["2015-04-04T18:00:00",8.6,76,8.3333333333333339,5.5555555555555554,8.3333333333333339,51.304723693533958,24.973700522434431,76.19537120786957,133,3,4.5412838893001588,null,1105,"",20,"",8.3333333333333339]
["2015-04-04T22:00:00",7.9,83,0,0,0,46.767080389937007,-20.457095595266281,116.00837912212332,161,2,4.5381886891095284,null,445,"",20,"",0]
["2015-04-04T23:00:00",7.7,85,0,0,0,35.761167877791479,-30.305633151606997,128.45374021542028,133,2,4.5374187694462558,null,445,"","","",0]
["2015-04-05T03:00:00",5.8,92,0,0,0,46.311634802301171,-42.121183441476155,-156.5360796605421,247,2,4.5343546242134725,null,45,"","","",0]
["2015-04-05T06:00:00",2.9,100,52.777777777777779,41.666666666666664,47.222222222222221,46.256278226552809,-17.025231458633744,-112.97851354331198,20,2,4.5320728364036782,null,45,"","","",52.777777777777779]
["2015-04-05T09:00:00",3.6,98,552.77777777777771,552.77777777777771,200,67.608678772565213,17.183283287620601,-83.704749373871891,225,1,4.5298050498657272,null,385,"",20,"",552.77777777777771]
["2015-04-05T13:00:00",11,56,744.44444444444446,819.44444444444446,141.66666666666666,39.635522112048363,54.988644272923274,-22.443158097279643,197,1,4.5268031323770783,null,445,"",20,"",744.44444444444446]
["2015-04-05T16:00:00",16,40,316.66666666666674,705.55555555555554,69.444444444444443,62.347246534818169,45.950727673089652,49.799691213047275,182,2,4.524568056195255,null,145,"",20,"",316.66666666666674]
["2015-04-05T19:00:00",15.1,52,0,0,0,39.435601571221468,13.663344291275308,86.65855834573415,30,2,4.5223470160334358,null,1105,"",20,"",0]
["2015-04-06",11.6,48,0,0,0,49.76745608681523,-38.091674001624298,143.99671944527495,125,0,4.5186765014876293,null,45,"","","",0]
["2015-04-06T03:00:00",8,29,0,0,0,64.270842617614505,-41.738774143295288,-156.60323001307276,22,5,4.5164929408117969,null,45,"","","",0]
["2015-04-06T04:00:00",7.7,25,0,0,0,63.761167877791479,-35.530599481058353,-139.20395290412779,72,5,4.5157682141799942,null,45,"","","",0]
["2015-04-06T07:00:00",4.2,21,302.77777777777777,669.44444444444446,72.222222222222214,80.502483843362995,-5.6547830774243035,-103.00152975419523,77,5,4.5136034202848059,null,985,"",20,"",302.77777777777777]
["2015-04-06T10:00:00",2.1,18,775,919.44444444444446,97.222222222222214,73.456065201315198,28.882729805428102,-73.496842805576094,285,8,4.5114527131773929,null,145,"",20,"",775]
["2015-04-06T14:00:00",3.8,11,608.33333333333337,694.44444444444446,158.33333333333334,84.57119195464179,57.238934960474836,4.3143686882582868,193,8,4.5086070336839015,null,145,"",20,"",608.33333333333337]
["2015-04-06T17:00:00",3.2,10,88.888888888888886,150,63.888888888888886,92.689902863480484,36.363518231101629,65.179339908006909,31,7,4.506489234360969,null,445,"",20,"",88.888888888888886]
["2015-04-06T21:00:00",1.7,14,0,0,0,76.56834241109226,-9.1816918626497213,106.08305914008125,360,4,4.5036874676362384,null,505,"",20,"",0]
["2015-04-07T01:00:00",0.5,16,0,0,0,74.954421581303109,-42.656365401941081,162.89552163183052,335,4,4.5009108257039614,null,45,"","","",0]
["2015-04-07T04:00:00",-1.5,16,0,0,0,73.760614339077165,-35.170214258633592,-139.36541553179777,253,2,4.4988448461566062,null,45,"","","",0]
["2015-04-07T05:00:00",-2.1,17,0,0,0,75.041770216693521,-26.546049454610195,-125.18195067740749,110,2,4.4981593314196573,null,45,"","","",0]
["2015-04-07T08:00:00",-2.2999999999999998,18,41.666666666666664,0,41.666666666666664,71.139491795206027,6.1439767544363342,-93.763064386395286,303,2,4.4961122274826995,null,385,"",20,"",41.666666666666664]
["2015-04-07T11:00:00",-0.1,13,75,0,75,74.17501514813415,39.935278399660248,-61.19581197761454,78,2,4.4940792913201406,null,145,"",20,"",75]
["2015-04-07T15:00:00",4.2,7,55.555555555555557,0,55.555555555555557,96.502483843362995,54.074607687599396,30.439417823196337,315,6,4.4913907647897737,null,145,"",20,"",55.555555555555557]
["2015-04-07T18:00:00",4.5,10,2.7777777777777777,0,2.7777777777777777,69.956446975062875,25.55056635331611,77.304204882423832,165,6,4.4893909232592453,null,1105,"",20,"",2.7777777777777777]
["2015-04-07T22:00:00",-0.4,17,0,0,0,69.79216524644022,-19.792685525528608,117.01701958621976,34,7,4.4867465566460902,null,445,"",20,"",0]
["2015-04-08T02:00:00",-3.8,21,0,0,0,55.435840578234718,-43.682449810686776,-176.5848471932085,15,7,4.4841274542720013,null,45,"","","",0]
["2015-04-08T05:00:00",-5,22,8.3333333333333339,5.5555555555555554,8.3333333333333339,66.152946785817164,-26.212863976721369,-125.38964873271169,21,2,4.4821797201250853,null,45,"","","",8.3333333333333339]
["2015-04-08T06:00:00",-5.2,22,100,211.11111111111111,63.888888888888886,60.279330863034545,-16.085622777777179,-113.67200716526095,84,2,4.4815336376957351,null,45,"","","",100]
["2015-04-08T09:00:00",-3.9,19,688.88888888888891,927.77777777777771,86.111111111111114,64.992893210252703,18.059352504942261,-84.487995547437521,337,6,4.4796048819199186,null,385,"",20,"",688.88888888888891]
["2015-04-08T13:00:00",-1.7,11,813.88888888888891,969.44444444444446,88.888888888888886,71.852328535693118,56.131319150559783,-22.687117376754337,152,6,4.477055366739461,null,445,"",20,"",813.88888888888891]
["2015-04-08T16:00:00",3,8,355.55555555555554,819.44444444444446,61.111111111111107,90.733634115204723,46.727167084066927,51.030401218495321,218,9,4.4751598612212922,null,145,"",20,"",355.55555555555554]
["2015-04-08T19:00:00",1.8,11,0,0,0,86.039501186266477,14.206429252165155,87.704123006296854,37,9,4.4732786204898529,null,1105,"",20,"",0]
["2015-04-08T23:00:00",-0.7,22,0,0,0,72.413870848621741,-29.27404946486293,129.76897336875538,270,6,4.4707925042283465,null,445,"","","",0]
["2015-04-09T03:00:00",-2.4,33,0,0,0,73.689101478127725,-40.60391315132177,-156.80276419333393,360,2,4.4683317835293384,null,45,"","","",0]
["2015-04-09T06:00:00",-3.7,34,138.88888888888889,513.88888888888891,47.222222222222221,63.879281572498826,-15.776124963208501,-113.90029272103749,356,2,4.4665029210355209,null,45,"","","",138.88888888888889]
["2015-04-09T07:00:00",-3.8,32,336.11111111111109,747.22222222222217,66.666666666666671,50.435840578234718,-4.7657680138878069,-103.72572206729026,70,2,4.4658964786478892,null,985,"",20,"",336.11111111111109]
["2015-04-09T10:00:00",-0.3,25,408.33333333333331,127.77777777777777,313.88888888888886,73.252608551651178,29.78209905859558,-74.309254087675328,119,4,4.4640866911837787,null,145,"",20,"",408.33333333333331]
["2015-04-09T14:00:00",4.5999999999999996,13,513.88888888888891,397.22222222222223,252.77777777777777,60.44214988290895,58.349460645543338,4.8357669376504893,320,4,4.4616959120924484,null,145,"",20,"",513.88888888888891]
["2015-04-09T17:00:00",6.4,9,138.88888888888889,472.22222222222223,52.777777777777779,65.274926110722788,37.004512672482271,66.362078030626932,24,5,4.4599195416817068,null,445,"",20,"",138.88888888888889]
["2015-04-09T20:00:00",3.9,12,0,0,0,74.053231170787569,2.7715433492718975,97.457486375355202,162,5,4.4581575066224675,null,505,"",20,"",0]
["2015-04-10T01:00:00",-0.9,34,0,0,0,49.497533805721503,-41.612114438014373,163.50623507207285,253,3,4.4552526599891333,null,45,"","","",0]
["2015-04-10T04:00:00",-3.5,46,0,0,0,46.767645906407211,-34.101281393659463,-139.84072801449392,102,0,4.4535288922393264,null,45,"","","",0]
["2015-04-10T07:00:00",-5,46,258.33333333333331,350,130.55555555555554,74.152946785817164,-4.4735991657391212,-103.9650084965225,315,0,4.4518194894306049,null,985,"",20,"",258.33333333333331]
["2015-04-10T08:00:00",-3.9,44,466.66666666666663,625,136.11111111111111,47.992893210252703,7.0039880265715748,-94.513613448582305,128,0,4.4512528820733959,null,385,"",20,"",466.66666666666663]
["2015-04-10T10:59:59.999",2.2999999999999998,29,755.55555555555554,636.11111111111109,244.44444444444443,68.403018029853797,40.88855289326024,-62.012686029055125,257,1,4.4495626448198182,null,145,"",20,"",755.55555555555554]
["2015-04-10T14:59:59.999",8.6,8,491.66666666666663,719.44444444444446,111.11111111111111,90.304723693533958,55.016760780522915,31.540564146543741,247,4,4.4473313705219901,null,145,"",20,"",491.66666666666663]
["2015-04-10T17:59:59.999",10.5,10,13.888888888888889,22.222222222222221,13.888888888888889,88.040688177372488,26.114879460020777,78.402445091612449,200,4,4.4456747063729551,null,1105,"",20,"",13.888888888888889]
["2015-04-10T20:59:59.999",7.9,25,0,0,0,58.767080389937007,-8.3961550395331308,107.40207391634942,0,0,4.4440324435309666,null,505,"",20,"",0]
["2015-04-11T01:59:59.999",3,51,0,0,0,57.733634115204723,-42.560798363061025,-176.38208969355827,193,0,4.4413273623212355,null,45,"","","",0]
["2015-04-11T04:59:59.999",1.7,47,2.7777777777777777,0,2.7777777777777777,51.56834241109226,-25.225505204056525,-126.00278345639956,189,0,4.4397235399581145,null,45,"","","",2.7777777777777777]
["2015-04-11T05:59:59.999",1.6,42,27.777777777777779,2.7777777777777777,27.777777777777779,77.097697627252728,-15.163453603460116,-114.35260926503906,207,0,4.4391921385526771,null,45,"","","",27.777777777777779]
["2015-04-11T08:59:59.999",6.1,24,211.11111111111111,27.777777777777779,191.66666666666666,66.790892847190207,18.91330287952637,-85.270523228176899,292,4,4.4376075563105619,null,385,"",20,"",211.11111111111111]
["2015-04-11T11:59:59.999",10.4,12,133.33333333333334,2.7777777777777777,130.55555555555554,89.523365229982232,50.636071453245094,-45.70969545743268,146,4,4.4360374127275044,null,145,"",20,"",133.33333333333334]
["2015-04-11T15:59:59.999",14.5,8,180.55555555555554,113.88888888888889,138.88888888888889,67.186629181892386,47.481854292151809,52.268777691190131,2,8,4.4339663606421684,null,145,"",20,"",180.55555555555554]
["2015-04-11T17:59:59.999",13.5,10,16.666666666666668,38.888888888888886,13.888888888888889,83.816671925498895,26.300213977003946,78.765504784581978,110,8,4.4329404705515909,null,1105,"",20,"",16.666666666666668]
["2015-04-11T22:59:59.999",7.2,21,0,0,0,75.25577176438469,-28.502184875438076,130.71372823599359,119,3,4.430403867105067,null,445,"","","",0]
["2015-04-12T02:59:59.999",3.5,29,0,0,0,68.128204053159379,-39.489987360048396,-157.00093934510608,270,1,4.4284035268056385,null,45,"","","",0]
["2015-04-12T05:59:59.999",2.4,32,105.55555555555556,175,72.222222222222214,62.877268613559465,-14.860530250158774,-114.57665700167018,199,1,4.4269201655043116,null,45,"","","",105.55555555555556]
["2015-04-12T06:59:59.999",2.2999999999999998,31,272.22222222222223,377.77777777777777,130.55555555555554,65.403018029853797,-3.8962544327918609,-104.44036321026309,139,1,4.4264289309873321,null,985,"",20,"",272.22222222222223]
["2015-04-12T09:59:59.999",6.9,26,641.66666666666663,466.66666666666663,286.11111111111109,70.758954367138131,30.656137873149351,-75.127498924503954,19,3,4.4249648887248618,null,145,"",20,"",641.66666666666663]
["2015-04-12T12:59:59.999",15.6,15,433.33333333333331,144.44444444444443,322.22222222222223,70.158621583740228,57.622054483359356,-23.047047460830662,46,3,4.4235153436587344,null,445,"",20,"",433.33333333333331]
["2015-04-12T16:59:59.999",21.4,4,30.555555555555554,5.5555555555555554,30.555555555555554,105.79484694627803,37.628067533351214,67.538293006801496,194,5,4.4216051796888207,null,445,"",20,"",30.555555555555554]
["2015-04-12T18:59:59.999",21,3,0,0,0,93.481209192312917,14.917836084149963,89.072814208541658,219,5,4.4206597718947229,null,1105,"",20,"",0]
["2015-04-13T00:59:59.999",12,25,0,0,0,74.866440624944403,-40.581718441705775,164.07759295202226,189,5,4.4178622685819935,null,45,"","","",0]
["2015-04-13T03:59:59.999",8.4,34,0,0,0,59.29127359943044,-33.053280196200575,-140.30372518988045,91,0,4.4164853088279079,null,45,"","","",0]
["2015-04-13T06:59:59.999",7.2,32,100,16.666666666666668,94.444444444444443,49.25577176438469,-3.611318998036162,-104.67640923413029,73,0,4.4151228855317841,null,985,"",20,"",100]
["2015-04-13T07:59:59.999",8.4,30,338.88888888888886,219.44444444444443,219.44444444444443,65.29127359943044,7.8417850445189385,-95.258230082142873,355,0,4.4146719758493145,null,385,"",20,"",338.88888888888886]
["2015-04-13T10:59:59.999",16.3,18,705.55555555555554,494.44444444444446,302.77777777777777,54.994686975421814,41.813969008063289,-62.84538330913653,322,4,4.4133289442982679,null,145,"",20,"",705.55555555555554]
["2015-04-13T13:59:59.999",23,7,694.44444444444446,891.66666666666663,97.222222222222214,86.144104949193718,59.797983529594752,5.5468539397165948,97,4,4.4120004638195836,null,145,"",20,"",694.44444444444446]
["2015-04-13T19:59:59.999",21.9,7,0,0,0,107.70017919312585,3.4953781653578182,98.766268426659195,220,4,4.4093871806160898,null,505,"",20,"",0]
["2015-04-13T21:59:59.999",20.399999999999999,13,0,0,0,85.028405889600776,-18.466701429747758,118.94756966328585,46,1,4.4085290343504973,null,445,"",20,"",0]
["2015-04-14T01:59:59.999",14.2,25,0,0,0,50.569748507383451,-41.460070479740125,-176.2006656909538,98,1,4.4068321746382164,null,45,"","","",0]
["2015-04-14T04:59:59.999",9.4,26,16.666666666666668,38.888888888888886,13.888888888888889,62.380159660255799,-24.259095933835283,-126.60167029651001,249,8,4.4055765404385907,null,45,"","","",16.666666666666668]
["2015-04-14T07:59:59.999",7.4,21,200,44.444444444444443,175,71.256323233866169,8.1155671546502912,-95.505004332195654,150,8,4.4043354932060215,null,385,"",20,"",200]
["2015-04-14T08:59:59.999",7.3,19,311.11111111111109,80.555555555555557,255.55555555555554,69.755779924327044,19.741925800977572,-86.051540504019655,360,5,4.4039250533385195,null,385,"",20,"",311.11111111111109]
["2015-04-14T11:59:59.999",8.1,15,747.22222222222217,577.77777777777771,275,81.775142669677734,51.644745859422535,-46.444213892439656,35,5,4.4027034643222454,null,145,"",20,"",747.22222222222217]
["2015-04-14T14:59:59.999",11.3,13,338.88888888888886,216.66666666666666,222.22222222222223,60.199011741403524,56.235878947160316,33.038670300279399,337,5,4.4014964755757635,null,145,"",20,"",338.88888888888886]
["2015-04-14T20:59:59.999",10.4,13,0,0,0,88.523365229982232,-7.6151029787866156,108.67599824119111,337,3,4.3991263211786489,null,505,"",20,"",0]
["2015-04-14T22:59:59.999",8.5,16,0,0,0,57.797728776966665,-27.733727037749279,131.62025801628792,259,3,4.3983492603013232,null,445,"","","",0]
[{"$f":"A2503+1/24","v":"2015-04-15T02:59:59.999"},7.9,24,0,0,0,71.767080389937007,-38.400006351373023,-157.19947211180616,22,1,4.3968146340436842,null,45,"","","",0]
["2015-04-15T05:59:59.999",11.1,28,33.333333333333336,5.5555555555555554,33.333333333333336,80.156135442846448,-13.966876513325845,-115.24042788334675,329,1,4.3956807291211,null,45,"","","",33.333333333333336]
["2015-04-15T08:59:59.999",8.1999999999999993,28,338.88888888888886,100,269.44444444444446,67.279980928783232,20.011972639171645,-86.311377565469058,247,2,4.3945614569845368,null,385,"",20,"",338.88888888888886]
["2015-04-15T09:59:59.999",8.1,28,569.44444444444446,308.33333333333331,330.55555555555554,56.775142669677734,31.501635472814389,-75.950680818873636,185,2,4.3941916189002486,null,145,"",20,"",569.44444444444446]
["2015-04-15T12:59:59.999",7.4,24,800,863.88888888888891,133.33333333333334,59.256323233866169,58.711418223128732,-23.347966606414118,320,2,4.393091865194819,null,445,"",20,"",800]
["2015-04-15T16:59:59.999",5.2,18,119.44444444444444,216.66666666666666,75,82.367403361154516,38.234173798825822,68.703431361827654,55,7,4.3916483085489624,null,445,"",20,"",119.44444444444444]
["2015-04-15T21:59:59.999",5.2,12,0,0,0,91.367403361154516,-18.026726187175505,119.56248253374936,20,4,4.3898804927444131,null,445,"",20,"",0]
["2015-04-15T23:59:59.999",3.9,12,0,0,0,87.053231170787569,-35.076547620197495,146.78576018675525,134,4,4.3891847671028188,null,45,"","","",0]
["2015-04-16T03:59:59.999",-1.3,14,0,0,0,59.670908512594224,-32.029460543630847,-140.75589306789496,358,4,4.3878128677263923,null,45,"","","",0]
["2015-04-16T06:59:59.999",-2.2000000000000002,17,325,547.22222222222217,108.33333333333333,84.590381251847987,-2.7728660064115167,-105.37785513549859,147,4,4.3868010566639581,null,985,"",20,"",325]
["2015-04-16T09:59:59.999",2,16,769.44444444444446,750,186.11111111111111,70.983362207089897,31.776593907063152,-76.225973744672416,321,4,4.3858039195016483,null,145,"",20,"",769.44444444444446]
["2015-04-16T10:59:59.999",3.2,14,825,752.77777777777771,205.55555555555554,59.689902863480484,42.70821481684947,-63.693357290316555,153,4,4.3854748021141763,null,145,"",20,"",825]
["2015-04-16T13:59:59.999",5.5,9,669.44444444444446,777.77777777777771,138.88888888888889,64.837141721475177,60.857223329741025,6.0871060410950273,321,4,4.3844972373221012,null,145,"",20,"",669.44444444444446]
["2015-04-16T18:59:59.999",5.9,11,0,0,0,84.804190870640241,15.6147868225836,90.405202714336255,339,7,4.3829005972444417,null,1105,"",20,"",0]
["2015-04-16T21:59:59.999",1.9,18,0,0,0,66.511174326858907,-17.807318979283604,119.86415737278996,227,5,4.3819622011717048,null,445,"",20,"",0]
["2015-04-17T00:59:59.999",-1.2,25,0,0,0,81.126809662561072,-39.23389285122088,164.77736304752426,321,5,4.3810385014036584,null,45,"","","",0]
["2015-04-17T04:59:59.999",-4.2,34,5.5555555555555554,2.7777777777777777,5.5555555555555554,50.667009200044618,-23.316942280689087,-127.18707208566715,129,0,4.3798297700136271,null,45,"","","",5.5555555555555554]
["2015-04-17T07:59:59.999",-3.6,36,75,2.7777777777777777,72.222222222222214,64.323216559644322,8.9188880269859432,-96.240625644925203,254,0,4.3789403781377612,null,385,"",20,"",75]
["2015-04-17T10:59:59.999",3.3,27,358.33333333333331,61.111111111111107,308.33333333333331,82.168816474946425,42.998819415234841,-63.97925346879547,172,3,4.3780656965580391,null,145,"",20,"",358.33333333333331]
["2015-04-17T11:59:59.999",5.2,22,566.66666666666663,241.66666666666666,366.66666666666669,70.367403361154516,52.621862953372315,-47.20809722972124,302,3,4.3777774056881071,null,145,"",20,"",566.66666666666663]
["2015-04-17T14:59:59.999",9.1999999999999993,11,338.88888888888886,205.55555555555554,225,81.358049189010728,57.120596226205279,34.178297175869041,270,4,4.3769223441246403,null,145,"",20,"",338.88888888888886]
["2015-04-17T19:59:59.999",9.9,18,0,0,0,89.944948464997651,4.2102250261963192,100.0315610320384,110,4,4.3755299537540289,null,505,"",20,"",0]
["2015-04-17T22:59:59.999",7.2,27,0,0,0,62.25577176438469,-26.970458923878372,132.48653895404397,130,2,4.3747141531764555,null,445,"","","",0]
["2015-04-18T01:59:59.999",4.0999999999999996,35,0,0,0,75.018876738002746,-40.029689736567477,-175.99329265700487,186,2,4.3739130824630266,null,45,"","","",0]
["2015-04-18T05:59:59.999",-0.9,40,144.44444444444443,286.11111111111109,80.555555555555557,47.497533805721503,-13.098383332421237,-115.89168675607387,22,0,4.3728679077013695,null,45,"","","",144.44444444444443]
["2015-04-18T08:59:59.999",2,35,341.66666666666669,97.222222222222214,275,78.983362207089897,20.802106450700286,-87.088788317779589,0,0,4.3721012209771892,null,385,"",20,"",341.66666666666669]
["2015-04-18T09:59:59.999",4.7,31,427.77777777777777,125,330.55555555555554,65.928377685771466,32.315545992187246,-76.777599869160014,131,0,4.3718489345540998,null,145,"",20,"",427.77777777777777]
["2015-04-18T12:59:59.999",12.8,16,786.11111111111109,786.11111111111109,172.22222222222223,58.090989927550197,59.772742205132914,-23.679715417292293,122,0,4.3711019045568218,null,445,"",20,"",786.11111111111109]
["2015-04-18T16:59:59.999",17.3,6,86.111111111111114,69.444444444444443,72.222222222222214,97.523268026848541,38.822888548221414,69.852915702160104,332,3,4.370128804287436,null,445,"",20,"",86.111111111111114]
["2015-04-18T20:59:59.999",13.3,15,0,0,0,69.749401839027882,-6.8401224867227279,109.89818561653868,270,1,4.3691819281789641,null,505,"",20,"",0]
["2015-04-18T23:59:59.999",9.6,27,0,0,0,84.404442907502698,-34.191632108715091,147.52716202552142,49,1,4.3684889853999485,null,45,"","","",0]
["2015-04-19T02:59:59.999",6.1,36,0,0,0,53.790892847190207,-36.989014284495354,-157.46719706264432,0,0,4.36781080130846,null,45,"","","",0]
["2015-04-19T06:59:59.999",2.4,37,55.555555555555557,2.7777777777777777,55.555555555555557,78.877268613559465,-1.9613139034416711,-106.06889007398682,17,0,4.3669295192289823,null,985,"",20,"",55.555555555555557]
["2015-04-19T09:59:59.999",11.3,28,227.7777777777778,19.444444444444443,211.11111111111111,80.199011741403524,32.579330128856476,-77.053815880620903,53,1,4.3662857841683635,null,145,"",20,"",227.7777777777778]
["2015-04-19T10:59:59.999",14.3,23,186.11111111111111,8.3333333333333339,177.77777777777777,52.108146404271508,43.56813324894771,-64.555623124409124,130,1,4.3660744876448607,null,145,"",20,"",186.11111111111111]
["2015-04-19T13:59:59.999",20.5,12,97.222222222222229,2.7777777777777777,94.444444444444443,69.602404996341932,61.890688488469685,6.6285702410549403,4,1,4.365450445086311,null,145,"",20,"",97.222222222222229]
["2015-04-19T17:59:59.999",21.2,9,19.444444444444443,61.111111111111107,16.666666666666668,91.636849045923441,27.733714828292282,81.595282454683684,99,4,4.3646413686743957,null,1105,"",20,"",19.444444444444443]
["2015-04-19T21:59:59.999",16.600000000000001,16,0,0,0,81.647257848783966,-17.152012457742284,120.745015595236,126,1,4.3638585615924121,null,445,"",20,"",0]
["2015-04-20T00:59:59.999",13.8,24,0,0,0,68.421771075378331,-38.245936699531875,165.25530525822003,314,1,4.3632886994130278,null,45,"","","",0]
["2015-04-20T04:59:59.999",10.199999999999999,36,19.444444444444443,61.111111111111107,16.666666666666668,69.490360086547298,-22.402217498263923,-127.75958771688249,212,4,4.3625518790331359,null,45,"","","",19.444444444444443]
["2015-04-20T07:59:59.999",10.5,41,519.44444444444446,658.33333333333337,144.44444444444443,71.040688177372488,9.6929170897166159,-96.968472687624427,237,4,4.362016513959496,null,385,"",20,"",519.44444444444446]
[{"$f":"A2631+1/24","v":"2015-04-20T10:59:59.999"},15.9,31,783.33333333333326,608.33333333333337,272.22222222222223,74.799237979963664,43.846624180245456,-64.845981581719329,67,3,4.3614959375418136,null,145,"",20,"",783.33333333333326]
["2015-04-20T11:59:59.999",17.3,25,619.44444444444446,302.77777777777777,366.66666666666669,69.523268026848541,53.564101321641026,-48.00191124284531,345,3,4.3613256988558184,null,145,"",20,"",619.44444444444446]
["2015-04-20T14:59:59.999",23.3,11,300,133.33333333333334,225,69.914048317209392,57.978543734131506,35.325664540208415,315,6,4.3608248443836626,null,145,"",20,"",300]
["2015-04-20T18:59:59.999",22.1,14,0,0,0,58.866455514690244,16.297199443830333,91.69355181666289,4,6,4.3601800519706009,null,1105,"",20,"",0]
["2015-04-20T22:59:59.999",17.100000000000001,24,0,0,0,75.412972504158972,-26.214270709306451,133.31076233539474,223,3,4.3595615656101412,null,445,"","","",0]
["2015-04-21T01:59:59.999",16,31,0,0,0,64.347246534818169,-38.988340458971116,-175.86436617833681,242,3,4.3591149672575025,null,45,"","","",0]
["2015-04-21T05:59:59.999",13.4,42,100,77.777777777777771,80.555555555555557,63.282757540967168,-12.258123599538443,-116.53037531198945,175,3,4.3585425286089832,null,45,"","","",100]
["2015-04-21T08:59:59.999",14.1,41,602.77777777777771,505.55555555555554,247.22222222222223,60.031912416940202,21.560063722365349,-87.862006154177493,0,0,4.3581304715656906,null,385,"",20,"",602.77777777777771]
["2015-04-21T11:59:59.999",20,26,855.55555555555554,786.11111111111109,194.44444444444443,82.738268585315893,53.869873321568889,-48.273180600925876,297,0,4.3577332211712658,null,145,"",20,"",855.55555555555554]
["2015-04-21T12:59:59.999",21.6,21,758.33333333333337,677.77777777777771,222.22222222222223,72.955206098877738,60.802955930096147,-24.046064001619694,136,0,4.3576040950594219,null,445,"",20,"",758.33333333333337]
["2015-04-21T15:59:59.999",19.7,15,147.22222222222223,47.222222222222221,127.77777777777777,78.026806510482174,49.833961203419193,56.384325066972607,145,3,4.3572265897128073,null,145,"",20,"",147.22222222222223]
["2015-04-21T19:59:59.999",11.3,32,0,0,0,69.199011741403524,4.9152152922312311,101.24644948043779,46,3,4.3567462886179413,null,505,"",20,"",0]
["2015-04-21T23:59:59.999",10.3,39,0,0,0,81.006589328302937,-33.319961801442432,148.22280576916384,210,8,4.3562923218401952,null,45,"","","",0]
["2015-04-22T02:59:59.999",8.8000000000000007,42,0,0,0,51.320334277247582,-35.96620225720303,-157.6717260579199,45,4,4.3559691309085409,null,45,"","","",0]
["2015-04-22T06:59:59.999",5.4,60,100,13.888888888888889,94.444444444444443,47.346701137960508,-1.1795750365813449,-106.74891091470488,140,4,4.3555612580469187,null,985,"",20,"",100]
["2015-04-22T09:59:59.999",6.2,67,783.33333333333326,719.44444444444446,208.33333333333331,68.285039515135168,33.346711760861837,-77.883282831858452,122,3,4.3552726415221859,null,145,"",20,"",783.33333333333326]
["2015-04-22T12:59:59.999",8.1,60,811.11111111111109,819.44444444444446,161.11111111111111,62.775142669677734,61.138921795630523,-24.176495880562971,290,3,4.3549988448784678,null,445,"",20,"",811.11111111111109]
["2015-04-22T16:59:59.999",9.1,41,180.55555555555554,530.55555555555554,58.333333333333329,60.847807783408996,39.580972047817198,71.353294870027412,151,5,4.354656838016318,null,445,"",20,"",180.55555555555554]
["2015-04-22T17:59:59.999",8.8000000000000007,37,30.555555555555554,236.11111111111111,19.444444444444443,66.320334277247582,28.249020310548786,82.613043398315185,86,5,4.3545754536199723,null,1105,"",20,"",30.555555555555554]
["2015-04-22T21:59:59.999",6.6,40,0,0,0,70.266939587971478,-16.502188611952832,121.58790725332533,148,6,4.3542663865674305,null,445,"",20,"",0]
["2015-04-23T00:59:59.999",4.4000000000000004,60,0,0,0,52.4712685843391,-37.280532247642078,165.69296727503115,52,6,4.35405188143866,null,45,"","","",0]
["2015-04-23T03:59:59.999",1.7,71,0,0,0,56.56834241109226,-29.751996686842059,-141.77549359094155,190,1,4.35385220184319,null,45,"","","",0]
["2015-04-23T07:59:59.999",1,57,502.77777777777777,558.33333333333326,177.77777777777777,59.28460181068391,10.434907638824823,-97.687466730722505,290,1,4.3536090259113411,null,385,27,"",60,502.77777777777777]
["2015-04-23T10:59:59.999",5.3,38,558.33333333333337,211.11111111111111,380.55555555555554,78.856788477514669,44.656176690755963,-65.724924218853658,47,3,4.3534439427037022,null,145,27,"",60,558.33333333333337]
["2015-04-23T13:59:59.999",6.6,20,644.44444444444446,625,205.55555555555554,71.266939587971478,63.224796707558589,7.3442294780806936,192,3,4.3532936878442019,null,145,27,"",60,644.44444444444446]
["2015-04-23T17:59:59.999",8.5,10,38.888888888888886,475,13.888888888888889,78.797728776966665,28.418115670501383,82.945944696729825,350,3,4.353116415543421,null,1105,27,"",60,38.888888888888886]
["2015-04-23T18:59:59.999",8.1,9,0,0,0,96.775142669677734,16.799295957949735,92.626402607248437,246,3,4.3530762168216013,null,1105,27,"",60,0]
["2015-04-23T22:59:59.999",2.9,16,0,0,0,80.256278226552809,-25.467152353924156,134.09133353041847,5,2,4.3529318999682438,null,445,"","","",0]
["2015-04-24T01:59:59.999",-0.1,24,0,0,0,70.17501514813415,-37.976890573998034,-175.75860762178874,123,2,4.3528409647716924,null,45,"","","",0]
["2015-04-24T04:59:59.999",-1.5,32,5.5555555555555554,0,5.5555555555555554,71.760614339077165,-21.230471117790785,-128.50360138149836,275,2,4.3527648607151495,null,45,"","","",5.5555555555555554]
["2015-04-24T08:59:59.999",1.4,32,455.5555555555556,208.33333333333331,305.55555555555554,75.157948537921072,22.283226194674825,-88.629489869762352,157,3,4.3526864599011468,null,385,27,"",60,455.5555555555556]
["2015-04-24T11:59:59.999",5.8,23,44.444444444444443,0,44.444444444444443,85.311634802301171,54.760659231751141,-49.106730240580248,48,3,4.3526449630896078,null,145,27,"",60,44.444444444444443]
["2015-04-24T14:59:59.999",11.4,12,577.77777777777771,852.77777777777771,88.888888888888886,80.72127548304951,59.078956456107939,36.857263522198181,135,6,4.3526182983255932,null,145,27,"",60,577.77777777777771]
["2015-04-24T16:59:59.999",13.3,9,194.44444444444446,597.22222222222217,55.555555555555557,100.74940183902788,39.948586279867058,72.086614620976718,119,6,4.3526087619064491,null,445,27,"",60,194.44444444444446]
["2015-04-24T19:59:59.999",12.2,11,0,0,0,80.91925076346746,5.4367807572429037,102.12056489382753,144,6,4.3526068174620889,null,505,27,"",60,0]
["2015-04-24T23:59:59.999",11.2,29,0,0,0,84.677298523672903,-32.463981492077338,148.87203617607258,161,4,4.3526272972099438,null,45,"","","",0]
["2015-04-25T02:59:59.999",10.199999999999999,44,0,0,0,64.490360086547298,-34.97682994351414,-157.88041387997703,202,4,4.3526599611838961,null,45,"","","",0]
["2015-04-25T05:59:59.999",8.1,53,166.66666666666666,291.66666666666669,91.666666666666671,48.775142669677734,-11.186710326940281,-117.36201887077938,181,4,4.3527074571359297,null,45,"","","",166.66666666666666]
["2015-04-25T09:59:59.999",8.6,53,691.66666666666663,475,308.33333333333331,53.304723693533958,34.076161408950526,-78.712383974996925,243,5,4.3527938566478932,null,145,27,"",60,691.66666666666663]
["2015-04-25T12:59:59.999",10.199999999999999,49,494.44444444444446,177.77777777777777,352.77777777777777,77.490360086547298,62.122946447263111,-24.594498854780749,228,5,4.3528759595748747,null,445,27,"",60,494.44444444444446]
["2015-04-25T15:59:59.999",12.7,45,172.22222222222223,69.444444444444443,144.44444444444443,42.560978138671771,50.702625667554429,57.992429036261569,131,5,4.3529728934798371,null,145,27,"",60,172.22222222222223]
["2015-04-25T17:59:59.999",12.8,43,33.333333333333336,272.22222222222223,19.444444444444443,62.090989927550197,28.752303164309101,83.601420129214986,100,5,4.3530457552965434,null,1105,27,"",60,33.333333333333336]
["2015-04-25T20:59:59.999",9.6,41,0,0,0,60.404442907502698,-5.5046338021924823,111.89398173445576,135,5,4.3531674064668566,null,505,27,"",60,0]
["2015-04-26T00:59:59.999",7.9,43,0,0,0,66.767080389937007,-36.340298600028852,166.09044729706244,45,5,4.3533526762310943,null,45,"","","",0]
["2015-04-26T03:59:59.999",7.6,47,0,0,0,68.259016828690221,-28.830781185275544,-142.19938291361782,267,4,4.3535089288731417,null,45,"","","",0]
["2015-04-26T06:59:59.999",7.2,50,75,5.5555555555555554,72.222222222222214,58.25577176438469,-0.18833763205033033,-107.63713383103473,38,4,4.3536800095624342,null,985,27,"",60,75]
["2015-04-26T10:59:59.999",9,50,222.22222222222223,13.888888888888889,211.11111111111111,54.33810841890346,45.424781041435409,-66.613898545857921,353,5,4.35393118162043,null,145,27,"",60,222.22222222222223]
["2015-04-26T13:59:59.999",12.8,46,205.55555555555554,19.444444444444443,191.66666666666666,73.090989927550197,64.189771875774611,7.8695394401327805,165,5,4.3541368578874771,null,145,27,"",60,205.55555555555554]
["2015-04-26T16:59:59.999",16.3,42,113.8888888888889,111.11111111111111,86.111111111111114,61.994686975421814,40.308636615137601,72.806899000274655,270,5,4.3543573592943705,null,445,27,"",60,113.8888888888889]
["2015-04-26T18:59:59.999",15.4,40,0,0,0,60.06771444552902,17.292822991468771,93.52722086856744,344,5,4.3545125959197541,null,1105,27,"",60,0]
["2015-04-26T21:59:59.999",12.7,43,0,0,0,55.560978138671771,-15.646941228845284,122.64917386022462,209,5,4.3547578035903847,null,445,27,"",60,0]
["2015-04-27T01:59:59.999",9.9,56,0,0,0,47.944948464997651,-36.997953413995347,-175.6761356161102,1,5,4.3551078038014364,null,45,"","","",0]
["2015-04-27T04:59:59.999",7.4,62,33.333333333333336,80.555555555555557,27.777777777777779,74.256323233866169,-20.391279628088132,-129.04737386368257,183,4,4.3553875948718517,null,45,"","","",33.333333333333336]
["2015-04-27T08:59:59.999",7.6,59,516.66666666666663,288.88888888888886,308.33333333333331,56.259016828690221,22.969191434432371,-89.389452054517122,157,4,4.3557837017189129,null,385,27,"",60,516.66666666666663]
["2015-04-27T11:59:59.999",11,48,850,716.66666666666663,236.11111111111111,58.635522112048363,55.609348027273285,-49.969015528355698,353,4,4.3560980691360047,null,145,27,"",60,850]
["2015-04-27T13:59:59.999",13.8,41,713.88888888888891,805.55555555555554,138.88888888888889,81.421771075378331,64.504244454997647,8.0413668808625989,278,4,4.3563158786507232,null,145,27,"",60,713.88888888888891]
["2015-04-27T16:59:59.999",15.6,40,172.22222222222223,372.22222222222223,80.555555555555557,63.158621583740228,40.48583737349324,73.161737384601992,206,7,4.3566549386572424,null,445,27,"",60,172.22222222222223]
["2015-04-27T19:59:59.999",11.8,50,0,0,0,53.815843433782959,5.9514946365185493,102.95997601938055,20,7,4.3570088121445494,null,505,27,"",60,0]
["2015-04-27T22:59:59.999",10.4,62,0,0,0,74.523365229982232,-24.488712502150143,135.06183357480171,115,6,4.3573774974741628,null,445,"","","",0]
["2015-04-28T02:59:59.999",6.4,78,0,0,0,52.274926110722788,-34.023564784005167,-158.09385480656397,180,5,4.3578921155968748,null,45,"","","",0]
["2015-04-28T05:59:59.999",5.0999999999999996,87,72.222222222222214,19.444444444444443,66.666666666666671,47.878545410033951,-10.423371899433942,-117.97027633159001,37,5,4.3582953551347661,null,45,"","","",72.222222222222214]
["2015-04-28T09:59:59.999",6.7,89,275,27.777777777777779,252.77777777777777,35.763744858502491,34.765338052256809,-79.53877024472763,107,3,4.3588560388967217,null,145,27,"",60,275]
["2015-04-28T12:59:59.999",8.8000000000000007,84,316.66666666666674,44.444444444444443,280.55555555555554,35.320334277247582,63.06886113356579,-25.054941777716547,78,3,4.3592938224778335,null,445,27,"",60,316.66666666666674]
["2015-04-28T14:59:59.999",9.6999999999999993,82,244.44444444444443,63.888888888888886,208.33333333333331,34.917400283616701,60.127594865350545,38.376866586290006,315,2,4.3595939012500704,null,145,27,"",60,244.44444444444443]
["2015-04-28T17:59:59.999",9.9,86,25,69.444444444444443,19.444444444444443,69.944948464997651,29.243565265467794,84.556856378659788,50,2,4.3600563524418856,null,1105,27,"",60,25]
["2015-04-28T20:59:59.999",9.6,92,0,0,0,48.404442907502698,-4.9430615985997761,112.68740120478881,360,1,4.360533601365475,null,505,27,"",60,0]
["2015-04-28T23:59:59.999",9.6999999999999993,92,0,0,0,68.917400283616701,-31.351382341978045,149.6647242054959,321,1,4.3610256458111127,null,45,"","","",0]
["2015-04-29T03:59:59.999",8,93,0,0,0,54.270842617614505,-27.946470427720968,-142.61624535973996,323,2,4.3617047163809284,null,45,"","","",0]
["2015-04-29T06:59:59.999",7,96,188.88888888888889,69.444444444444443,158.33333333333334,68.257359367154606,0.51351679731448385,-108.28821114313406,226,2,4.362231274733162,null,985,27,"",60,188.88888888888889]
["2015-04-29T10:59:59.999",10.3,82,763.88888888888891,502.77777777777777,327.77777777777777,61.006589328302937,46.149983769257588,-67.51015405013527,103,2,4.362956355134024,null,145,27,"",60,763.88888888888891]
["2015-04-29T11:59:59.999",11.7,75,497.22222222222223,141.66666666666666,375,71.291373723637719,56.150363676108981,-50.558965971215677,190,2,4.3631417322221147,null,145,27,"",60,497.22222222222223]
["2015-04-29T17:59:59.999",16.399999999999999,48,22.222222222222221,41.666666666666664,19.444444444444443,39.544973359901292,29.404638012500467,84.867414105011775,200,2,4.3642884860728515,null,1105,27,"",60,22.222222222222221]
["2015-04-29T18:59:59.999",15.9,49,0,0,0,61.799237979963664,17.777454721258323,94.393064123148719,258,2,4.3644853593506259,null,1105,27,"",60,0]
["2015-04-29T21:59:59.999",13.1,59,0,0,0,50.684364923583985,-15.016046924592422,123.39579434972967,238,2,4.3650858302612168,null,445,27,"",60,0]
["2015-04-30T01:59:59.999",8.6999999999999993,81,0,0,0,53.812258732469672,-36.054091924770347,-175.61688165185404,236,2,4.3659094401209932,null,45,"","","",0]
["2015-04-30T04:59:59.999",6.7,89,8.3333333333333339,0,8.3333333333333339,41.763744858502491,-19.589028810426839,-129.57894099885235,273,0,4.3665443802925701,null,45,"","","",8.3333333333333339]
["2015-04-30T07:59:59.999",8.1,83,116.66666666666666,5.5555555555555554,113.88888888888889,64.775142669677734,12.027679038610215,-99.323224615720974,82,0,4.3671940881554629,null,385,27,"",60,116.66666666666666]
["2015-04-30T11:59:59.999",14.3,55,450,102.77777777777777,361.11111111111109,67.108146404271508,56.413143825138498,-50.858197630783515,258,2,4.3680833320609871,null,145,27,"",60,450]
["2015-04-30T12:59:59.999",15.6,47,330.55555555555554,50,288.88888888888886,48.158621583740228,63.676861886072459,-25.386793556189897,67,2,4.3683097434839642,null,445,27,"",60,330.55555555555554]
["2015-04-30T18:59:59.999",17.7,40,0,0,0,42.750750159276947,17.93695008262738,94.673414101251083,20,7,4.3697026467718292,null,1105,27,"",60,0]
["2015-04-30T19:59:59.999",16.600000000000001,43,0,0,0,58.647257848783966,6.458596996601055,103.7621675462819,197,7,4.3699405353301071,null,505,27,"",60,0]
["2015-04-30T22:59:59.999",11.7,46,0,0,0,66.291373723637719,-23.770991179367609,135.73553962675626,302,6,4.3706640351589954,null,445,"","","",0]
[{"$f":"A2887+1/24","v":"2015-05-01T02:59:59.999"},4.4000000000000004,44,0,0,0,59.4712685843391,-33.108979152933813,-158.3124043601249,22,4,4.3716516433013997,null,45,"","","",0]
["2015-05-01T05:59:59.999",0.9,49,91.666666666666671,36.111111111111107,80.555555555555557,74.817544503266106,-9.6973090763528109,-118.56462038483311,55,4,4.3724095512403807,null,45,"","","",91.666666666666671]
["2015-05-01T08:59:59.999",4.0999999999999996,49,563.88888888888891,352.77777777777777,302.77777777777777,76.018876738002746,23.822234427857829,-90.387483934679182,45,4,4.3731821997141296,null,385,27,"",60,563.88888888888891]
["2015-05-01T13:59:59.999",12.9,23,472.22222222222223,222.22222222222223,311.11111111111109,73.621558061846258,65.724242183403604,8.7064146306522385,157,4,4.3745026941668401,null,145,27,"",60,472.22222222222223]
["2015-05-01T16:59:59.999",16.100000000000001,10,94.444444444444443,52.777777777777779,80.555555555555557,93.895823956627737,41.175905227668544,74.541900071275464,252,3,4.3753146330581414,null,445,27,"",60,94.444444444444443]
["2015-05-01T17:59:59.999",15.9,9,22.222222222222221,30.555555555555554,19.444444444444443,83.799237979963664,29.722734714622653,85.475893067076584,180,3,4.3755885522281535,null,1105,27,"",60,22.222222222222221]
["2015-05-01T20:59:59.999",14.1,11,0,0,0,74.031912416940202,-4.3897188359406272,113.44052669673516,180,3,4.3764201263840388,null,505,27,"",60,0]
["2015-05-01T23:59:59.999",11.9,21,0,0,0,60.340865604942337,-30.541730427917912,150.20423347174034,19,3,4.3772664225051781,null,45,"","","",0]
["2015-05-02T03:59:59.999",8.9,32,0,0,0,73.828950711476807,-27.101652452177447,-143.02634340202101,85,1,4.3784177113857332,null,45,"","","",0]
["2015-05-02T06:59:59.999",8.1999999999999993,32,141.66666666666666,27.777777777777779,127.77777777777777,68.279980928783232,1.1771837605469873,-108.92509136867059,166,1,4.3792983434028718,null,985,27,"",60,141.66666666666666]
["2015-05-02T09:59:59.999",13.1,31,561.11111111111109,230.55555555555554,369.44444444444446,74.684364923583985,35.618030039828966,-80.63166533409759,248,1,4.3801936840587272,null,145,27,"",60,561.11111111111109]
["2015-05-02T14:59:59.999",13.3,43,319.44444444444451,133.33333333333334,238.88888888888889,50.749401839027882,61.122564953160918,39.867929075447456,202,7,4.3817185930586255,null,145,27,"",60,319.44444444444451]
["2015-05-02T17:59:59.999",8.5,65,25,38.888888888888886,22.222222222222221,68.797728776966665,29.879745672142594,85.773567611890186,158,7,4.3826531362990124,null,1105,27,"",60,25]
["2015-05-02T18:59:59.999",8,73,0,0,0,44.270842617614505,18.252756516898994,95.221104905767945,267,7,4.382967916062686,null,1105,27,"",60,0]
["2015-05-02T21:59:59.999",9.1,88,0,0,0,40.847807783408996,-14.396163297028918,124.09831374228177,91,5,4.3839220491371638,null,445,27,"",60,0]
["2015-05-03T00:59:59.999",8.3000000000000007,89,0,0,0,56.785357777724641,-34.258914143959728,166.86338409453438,290,5,4.3848908694419642,null,45,"","","",0]
["2015-05-03T04:59:59.999",7.1,92,25,13.888888888888889,22.222222222222221,54.756298372471463,-18.826219645026463,-130.09809019211204,205,5,4.3862054688881145,null,45,"","","",25]
["2015-05-03T07:59:59.999",7.3,92,163.88888888888889,16.666666666666668,152.77777777777777,48.755779924327044,12.645638174408765,-100.00249763652556,187,5,4.3872085418348403,null,385,27,"",60,163.88888888888889]
["2015-05-03T11:59:59.999",12.4,63,433.33333333333331,88.888888888888886,355.55555555555554,36.974276954697928,57.16947656582613,-51.771507692758817,121,2,4.3885687947499328,null,145,27,"",60,433.33333333333331]
["2015-05-03T15:59:59.999",20.100000000000001,35,211.11111111111111,105.55555555555556,163.88888888888889,64.30992484150272,52.314812550105167,61.067097226847253,170,2,4.3899551200398745,null,145,27,"",60,211.11111111111111]
[{"$f":"A2951+1/24","v":"2015-05-03T18:59:59.999"},19.3,36,0,0,0,50.753024481204704,18.409025248978612,95.488247163828291,261,2,4.3910119671467625,null,1105,27,"",60,0]
["2015-05-03T19:59:59.999",17.899999999999999,38,0,0,0,82.867943097280488,6.9572034641786757,104.52476017149895,248,2,4.3913675062933333,null,505,27,"",60,0]
["2015-05-03T22:59:59.999",13.8,36,0,0,0,65.421771075378331,-23.069577986085754,136.36180352125925,149,1,4.3924438915051223,null,445,"","","",0]
["2015-05-04T01:59:59.999",10.3,32,0,0,0,83.006589328302937,-34.854490141295535,-175.57353536416835,214,1,4.3935349244899351,null,45,"","","",0]
["2015-05-04T05:59:59.999",6,48,119.44444444444444,72.222222222222214,97.222222222222214,61.297276759003637,-9.0108330687532074,-119.14428041547896,278,3,4.3950124118200744,null,45,"","","",119.44444444444444]
["2015-05-04T08:59:59.999",9.6,56,508.33333333333331,247.22222222222223,325,47.404442907502698,24.413398460011198,-91.121569384942191,45,2,4.3961376031795272,null,385,27,"",60,508.33333333333331]
["2015-05-04T12:59:59.999",19.7,30,625,325,355.55555555555554,67.026806510482174,64.834827849223331,-26.112845949468937,310,2,4.3976606162362319,null,445,27,"",60,625]
["2015-05-04T16:59:59.999",25,13,166.66666666666666,258.33333333333331,97.222222222222214,101.04569996539067,41.673858721742903,75.531349161505844,122,4,4.3992096268297978,null,445,27,"",60,166.66666666666666]
["2015-05-04T19:59:59.999",22.6,19,0,0,0,66.792532990471443,7.1213465726467149,104.76976751378744,69,4,4.4003884379963836,null,505,27,"",60,0]
["2015-05-04T20:59:59.999",21.4,21,0,0,0,59.794846946278028,-3.845988133277126,114.15139997149438,157,3,4.4007846222097697,null,505,27,"",60,0]
["2015-05-04T23:59:59.999",18.399999999999999,27,0,0,0,74.671018809028965,-29.756153582980353,150.69656912588505,297,3,4.4019829134700057,null,45,"","","",0]
["2015-05-05T02:59:59.999",15.2,39,0,0,0,60.979073341665014,-31.953952576697024,-158.61193251931584,247,2,4.4031958083362834,null,45,"","","",0]
["2015-05-05T06:59:59.999",12.5,72,147.22222222222223,27.777777777777779,133.33333333333334,66.502622041094412,1.8005984127566312,-109.54645557834142,237,2,4.4048357084956553,null,985,27,"",60,147.22222222222223]
["2015-05-05T09:59:59.999",13.7,71,225,13.888888888888889,213.88888888888889,34.886178302494898,36.205608764186302,-81.440587448687538,119,5,4.4060826564863875,null,145,27,"",60,225]
["2015-05-05T14:59:59.999",19.2,21,208.33333333333331,36.111111111111107,186.11111111111111,75.186034783481205,61.832602234886288,40.956861591865412,360,5,4.4081933105307289,null,145,27,"",60,208.33333333333331]
["2015-05-05T17:59:59.999",20.8,19,55.555555555555557,294.44444444444446,30.555555555555554,67.327924182123354,30.342524399247893,86.638883491275621,125,5,4.4094791378377582,null,1105,27,"",60,55.555555555555557]
["2015-05-05T20:59:59.999",14.7,31,0,0,0,47.267363880186963,-3.6671366224132265,114.37865449055859,315,5,4.4107795340422813,null,505,27,"",60,0]
["2015-05-05T21:59:59.999",13.3,35,0,0,0,62.749401839027882,-13.789176197223204,124.75530468599253,227,5,4.4112162359378395,null,445,27,"",60,0]
["2015-05-06T00:59:59.999",11.8,41,0,0,0,51.815843433782959,-33.421279337060781,167.12966206488187,110,5,4.4125360479613489,null,45,"","","",0]
["2015-05-06T03:59:59.999",9.6,39,0,0,0,80.404442907502698,-26.040861266480228,-143.56264834957,210,6,4.4138704147284393,null,45,"","","",0]
["2015-05-06T07:59:59.999",9.3000000000000007,28,502.77777777777777,436.11111111111109,230.55555555555554,83.868833019863246,13.222081355931588,-100.66606580195611,216,6,4.4156722004418825,null,385,27,"",60,502.77777777777777]
[{"$f":"A3015+1/24","v":"2015-05-06T10:59:59.999"},12.6,20,902.77777777777771,772.22222222222217,219.44444444444443,70.03152230615899,47.661624872646215,-69.609925177568599,20,6,4.417040504134178,null,145,27,"",60,902.77777777777771]
["2015-05-06T15:59:59.999",16.399999999999999,14,247.22222222222223,158.33333333333334,175,83.544973359901292,52.876366673356948,62.153171039310465,350,10,4.4193533046563358,null,145,27,"",60,247.22222222222223]
["2015-05-06T18:59:59.999",15.4,12,0,0,0,73.06771444552902,18.871007208049782,96.261705489085514,46,10,4.4207603511200126,null,1105,27,"",60,0]
["2015-05-06T21:59:59.999",11.7,8,0,0,0,73.291373723637719,-13.590052172340524,124.96396582404527,215,10,4.4221819142476182,null,445,27,"",60,0]
["2015-05-06T22:59:59.999",10.6,6,0,0,0,84.558558556396463,-22.386785759482446,136.93993779619075,254,10,4.4226589934131049,null,445,"","","",0]
["2015-05-07T01:59:59.999",7.3,6,0,0,0,92.755779924327044,-34.002089800063089,-175.56717918567387,66,10,4.4240999018422871,null,45,"","","",0]
["2015-05-07T05:59:59.999",3.1,30,127.77777777777777,77.777777777777771,105.55555555555556,66.211508868896487,-8.3660517308370999,-119.70831419060656,163,6,4.4260436693427305,null,45,"","","",127.77777777777777]
["2015-05-07T08:59:59.999",4.7,45,591.66666666666663,377.77777777777777,305.55555555555554,51.928377685771466,24.961120645949105,-91.840434857131967,337,10,4.427518403414302,null,385,27,"",60,591.66666666666663]
["2015-05-07T11:59:59.999",8.3000000000000007,33,483.33333333333331,119.44444444444444,377.77777777777777,81.785357777724641,58.100139608587632,-53.020121674491783,73,10,4.4290076228590927,null,145,27,"",60,483.33333333333331]
["2015-05-07T16:59:59.999",13.2,11,75,22.222222222222221,69.444444444444443,63.216604429810957,42.155031269079096,76.476912766055491,148,7,4.4315218262270459,null,445,27,"",60,75]
["2015-05-07T19:59:59.999",11.6,17,0,0,0,71.76745608681523,7.6070305988352915,105.4761136686019,352,7,4.4330496394413839,null,505,27,"",60,0]
["2015-05-07T22:59:59.999",8.4,29,0,0,0,69.29127359943044,-22.163732734635243,137.12186422553904,182,2,4.4345919124185578,null,445,"","","",0]
["2015-05-07T23:59:59.999",7.2,32,0,0,0,49.25577176438469,-28.997194563594132,151.14190476577005,42,2,4.4351092154592724,null,45,"","","",0]
["2015-05-08T02:59:59.999",4.0999999999999996,35,0,0,0,55.018876738002746,-31.139030542898652,-158.84249842159852,247,1,4.4366707570005417,null,45,"","","",0]
["2015-05-08T06:59:59.999",3.7,20,41.666666666666664,0,41.666666666666664,61.089674614169439,2.381922135920405,-110.15082124263238,309,1,4.438775278013158,null,985,27,"",60,41.666666666666664]
["2015-05-08T08:59:59.999",9.1,11,88.888888888888886,0,88.888888888888886,68.847807783408996,25.13380936501315,-92.076198927347747,270,4,4.4398371617757508,null,385,27,"",60,88.888888888888886]
["2015-05-08T13:59:59.999",16,6,122.22222222222221,2.7777777777777777,119.44444444444444,83.347246534818169,67.702350833005823,9.7480638761559639,285,4,4.4425199214728313,null,145,27,"",60,122.22222222222221]
["2015-05-08T17:59:59.999",18.7,7,2.7777777777777777,0,2.7777777777777777,75.35980125924516,30.792674284631037,87.460181529389899,25,7,4.444694962712493,null,1105,27,"",60,2.7777777777777777]
["2015-05-08T20:59:59.999",16.399999999999999,9,0,0,0,96.544973359901292,-3.138575651622844,115.03044332505044,337,3,4.4463430514415139,null,505,27,"",60,0]
["2015-05-08T21:59:59.999",16.399999999999999,10,0,0,0,95.544973359901292,-13.197061531552565,125.36553664186557,143,3,4.4468956143327221,null,445,27,"",60,0]
["2015-05-09T00:59:59.999",13.1,15,0,0,0,83.684364923583985,-32.619905644017749,167.35798124326433,103,3,4.4485628989711543,null,45,"","","",0]
["2015-05-09T03:59:59.999",6.8,28,0,0,0,65.261082991262242,-25.297425005437521,-143.95671968745322,275,1,4.4502445715439034,null,45,"","","",0]
["2015-05-09T07:59:59.999",5.5,48,247.22222222222223,50,216.66666666666666,44.837141721475177,13.755453894740162,-101.31186456464927,245,1,4.4525091694045376,null,385,27,"",60,247.22222222222223]
["2015-05-09T09:59:59.999",8.1,48,858.33333333333326,772.22222222222217,205.55555555555554,60.775142669677734,36.917101278643997,-82.49818725761709,227,4,4.4536510492802677,null,145,27,"",60,858.33333333333326]
["2015-05-09T14:59:59.999",15.3,20,491.66666666666663,441.66666666666663,222.22222222222223,85.523110835616194,62.729942567546381,42.354668869255683,337,7,4.4565336745331541,null,145,27,"",60,491.66666666666663]
["2015-05-09T18:59:59.999",11.9,5,0,0,0,89.340865604942337,19.322177168116667,96.991272890597102,137,7,4.4588684785696611,null,1105,27,"",60,0]
["2015-05-09T21:59:59.999",7.5,15,0,0,0,82.757402074707159,-13.003348169168886,125.55837241533317,90,8,4.4606363129053417,null,445,27,"",60,0]
["2015-05-09T22:59:59.999",6.3,22,0,0,0,67.779717142910329,-21.724971759389877,137.46945801200738,21,8,4.461228776319528,null,445,"","","",0]
["2015-05-10T01:59:59.999",3.8,45,0,0,0,59.57119195464179,-33.192829043487265,-175.58252815065558,149,8,4.4630157182017811,null,45,"","","",0]
["2015-05-10T04:59:59.999",2.2000000000000002,52,77.777777777777771,236.11111111111111,47.222222222222221,74.929283684026927,-17.212412771450321,-131.25849555920632,31,5,4.4648169810998146,null,45,"","","",77.777777777777771]
["2015-05-10T10:59:59.999",7,26,844.44444444444446,611.11111111111109,300,58.257359367154606,48.405695374176332,-70.798675379143958,162,5,4.4684624365165702,null,145,27,"",60,844.44444444444446]
["2015-05-10T12:59:59.999",9.6,16,894.44444444444446,902.77777777777771,138.88888888888889,85.404442907502698,66.414694831690738,-27.36125700385524,132,5,4.4696902990469454,null,445,27,"",60,894.44444444444446]
["2015-05-10T15:59:59.999",12.4,8,427.77777777777777,747.22222222222217,86.111111111111114,95.974276954697928,53.588638493164069,63.52901423236905,293,6,4.4715440004781746,null,145,27,"",60,427.77777777777777]
["2015-05-10T19:59:59.999",11.1,16,0,0,0,75.156135442846448,8.0816624852909751,106.13789278022483,171,6,4.474037816604743,null,505,27,"",60,0]
["2015-05-10T22:59:59.999",8,34,0,0,0,76.270842617614505,-21.509441150208918,137.63510678112644,245,3,4.4759248281373978,null,445,"","","",0]
["2015-05-10T23:59:59.999",6.9,41,0,0,0,62.758954367138131,-28.267387434161957,151.54058894686474,136,3,4.4765570015804999,null,45,"","","",0]
["2015-05-11T02:59:59.999",3.6,58,0,0,0,58.608678772565213,-30.37057384751618,-159.07772821787157,0,0,4.4784630261532623,null,45,"","","",0]
["2015-05-11T05:59:59.999",1.4,61,241.66666666666666,463.88888888888886,97.222222222222214,64.157948537921072,-7.5744455426047308,-120.43410976175468,353,0,4.4803833002186488,null,45,"","","",241.66666666666666]
["2015-05-11T11:59:59.999",10,43,838.88888888888891,602.77777777777771,302.77777777777777,51.459540040341437,58.937714061896273,-54.292978469210844,151,1,4.484266561196824,null,145,27,"",60,838.88888888888891]
["2015-05-11T13:59:59.999",12.7,35,702.77777777777794,655.55555555555554,213.88888888888889,67.560978138671771,68.484111372090723,10.12942388840214,178,1,4.4855736274204059,null,145,27,"",60,702.77777777777794]
["2015-05-11T17:59:59.999",16.7,19,66.666666666666671,280.55555555555554,36.111111111111107,62.199256741498004,31.229777198197336,88.234424687549122,112,2,4.4882067125949821,null,1105,27,"",60,66.666666666666671]
["2015-05-11T20:59:59.999",14.5,17,0,0,0,92.186629181892386,-2.6233012707610417,115.63609141602934,202,1,4.490198099438401,null,505,27,"",60,0]
["2015-05-11T23:59:59.999",10.7,31,0,0,0,49.076976753112717,-28.031031758052716,151.66320145419451,77,1,4.4922036814394426,null,45,"","","",0]
["2015-05-12T00:59:59.999",9.3000000000000007,37,0,0,0,63.868833019863246,-31.857234125752388,167.54924560732124,264,1,4.4928753616494781,null,45,"","","",0]
["2015-05-12T03:59:59.999",5.3,45,0,0,0,51.856788477514669,-24.601011802593863,-144.34329414880122,188,0,4.4948998560709219,null,45,"","","",0]
["2015-05-12T08:59:59.999",10.5,29,744.44444444444446,711.11111111111109,200,79.040688177372488,25.774071332136678,-92.997082393067274,0,0,4.4983055051987346,null,385,27,"",60,744.44444444444446]
["2015-05-12T11:59:59.999",16.399999999999999,18,900,738.88888888888891,241.66666666666666,77.544973359901292,59.132119599622399,-54.613278192639399,286,0,4.5003677743124602,null,145,27,"",60,900]
["2015-05-12T14:59:59.999",19.100000000000001,11,600,769.44444444444446,122.22222222222221,84.619626613596495,63.365221371937977,43.351876972052402,360,2,4.5024441914968172,null,145,27,"",60,600]
["2015-05-12T18:59:59.999",19,10,0,0,0,103.05379957378796,19.761685790640534,97.674586164617992,311,2,4.5052347392261129,null,1105,27,"",60,0]
["2015-05-12T21:59:59.999",15.5,16,0,0,0,73.612884563994726,-12.434273137338607,126.10469006773091,79,3,4.507344131073987,null,445,27,"",60,0]
["2015-05-13T00:59:59.999",11.9,27,0,0,0,70.340865604942337,-31.612023150811247,167.60494230593412,113,3,4.5094676386910031,null,45,"","","",0]
["2015-05-13T01:59:59.999",10.8,31,0,0,0,64.595943153716917,-32.428945741093294,-175.61876155216748,358,3,4.5101786097034289,null,45,"","","",0]
["2015-05-13T04:59:59.999",7.9,35,58.333333333333329,80.555555555555557,47.222222222222221,69.767080389937007,-16.59678641025565,-131.73223363515001,19,2,4.5123209230402521,null,45,"","","",58.333333333333329]
["2015-05-13T09:59:59.999",13.4,26,647.22222222222217,319.44444444444446,375,77.282757540967168,37.544136289378486,-83.523487100003237,112,2,4.5159227575090739,null,145,27,"",60,647.22222222222217]
["2015-05-13T12:59:59.999",18,17,816.66666666666663,672.22222222222217,250,88.427403919608935,67.128470251513335,-28.055576340509599,201,2,4.5181026292284496,null,445,27,"",60,816.66666666666663]
["2015-05-13T15:59:59.999",21.7,13,211.11111111111111,86.111111111111114,172.22222222222223,85.536272147083253,54.095451309153439,64.499107436556756,91,3,4.5202965669036441,null,145,27,"",60,211.11111111111111]
["2015-05-13T19:59:59.999",20.3,16,0,0,0,56.454993094454437,8.5439375254683974,106.75324967285535,259,3,4.5232436799461437,null,505,27,"",60,0]
["2015-05-13T22:59:59.999",16.899999999999999,15,0,0,0,85.304969795271575,-20.879317580072673,138.09940013660369,10,3,4.5254703985682028,null,445,"","","",0]
["2015-05-14T01:59:59.999",14.1,16,0,0,0,70.031912416940202,-32.184774152822399,-175.63531526337022,79,3,4.5277111490322977,null,45,"","","",0]
["2015-05-14T02:59:59.999",13.6,19,0,0,0,78.351145382627749,-29.650647944122131,-159.3170293116105,135,4,4.5284611822494458,null,45,"","","",0]
["2015-05-14T06:59:59.999",13.4,46,52.777777777777779,0,52.777777777777779,58.282757540967168,3.4121285467881139,-111.30186160753919,144,4,4.5314768868019613,null,985,27,"",60,52.777777777777779]
[{"$f":"A3207+1/24","v":"2015-05-14T10:59:59.999"},15.8,51,97.222222222222229,0,97.222222222222214,56.251797898657628,49.059305892866156,-71.964205675784328,78,5,4.5345174874024199,null,145,27,"",60,97.222222222222229]
["2015-05-14T13:59:59.999",18.399999999999999,34,116.66666666666666,2.7777777777777777,113.88888888888889,44.671018809028965,69.223615135796052,10.461721209464777,98,5,4.5368142608358673,null,145,27,"",60,116.66666666666666]
["2015-05-14T16:59:59.999",20.8,25,16.666666666666668,0,16.666666666666668,75.327924182123354,43.211919317052697,78.489667500155647,104,8,4.5391250135877108,null,445,27,"",60,16.666666666666668]
["2015-05-14T20:59:59.999",16.2,38,0,0,0,82.444970638935615,-2.1230644771446276,116.19424106781517,225,6,4.5422277443616386,null,505,27,"",60,0]
["2015-05-14T23:59:59.999",13.3,63,0,0,0,63.749401839027882,-27.343997073983164,152.00051823882023,131,6,4.5445710738036755,null,45,"","","",0]
["2015-05-15T02:59:59.999",9.6,83,0,0,0,46.404442907502698,-29.421794107002583,-159.39757011614222,247,5,4.5469283466489996,null,45,"","","",0]
["2015-05-15T03:59:59.999",9.5,86,2.7777777777777777,0,2.7777777777777777,40.892029494615088,-23.953520345065304,-144.72169440645698,270,5,4.5477172009135742,null,45,"","","",2.7777777777777777]
["2015-05-15T07:59:59.999",10.1,75,475,327.77777777777777,261.11111111111109,56.974677119065234,14.688070020394846,-102.54113152241675,273,5,4.5508880903916653,null,385,27,"",60,475]
["2015-05-15T11:59:59.999",13,48,944.44444444444446,833.33333333333326,197.22222222222223,54.152682930749222,59.678637034988483,-55.574951112752601,17,4,4.5540837161372369,null,145,27,"",60,944.44444444444446]
["2015-05-15T14:59:59.999",13.9,39,622.22222222222217,827.77777777777771,102.77777777777777,56.957924091691041,63.967591659350695,44.295993267888029,202,7,4.5564966528059081,null,145,27,"",60,622.22222222222217]
["2015-05-15T17:59:59.999",12.7,57,83.333333333333329,397.22222222222223,36.111111111111107,46.560978138671771,31.791322287450523,89.188601923272003,6,7,4.5589234776607981,null,1105,27,"",60,83.333333333333329]
["2015-05-15T21:59:59.999",9.9,85,0,0,0,54.944948464997651,-11.884970794231485,126.60215709895461,183,3,4.5621808285487937,null,445,27,"",60,0]
["2015-05-16T00:59:59.999",8.5,89,0,0,0,40.797728776966665,-30.904633037635278,167.7484459032712,0,3,4.5646400153628601,null,45,"","","",0]
["2015-05-16T01:59:59.999",8.1999999999999993,89,0,0,0,34.279980928783232,-31.712575728545811,-175.67489815896457,260,3,4.5654628227497618,null,45,"","","",0]
["2015-05-16T04:59:59.999",7.8,91,86.111111111111114,213.88888888888889,52.777777777777779,54.263855604124444,-16.029271335210495,-132.19042694697299,227,5,4.5679404743308831,null,45,"","","",86.111111111111114]
["2015-05-16T08:59:59.999",8.3000000000000007,91,738.88888888888891,672.22222222222217,216.66666666666666,40.785357777724641,26.332140982506569,-93.877025756417339,202,3,4.5712655292022015,null,385,27,"",60,738.88888888888891]
["2015-05-16T12:59:59.999",12.6,75,838.88888888888891,711.11111111111109,233.33333333333331,59.03152230615899,67.788423598416756,-28.793054435631827,152,3,4.5746151526071159,null,445,27,"",60,838.88888888888891]
["2015-05-16T15:59:59.999",16.8,60,452.77777777777783,780.55555555555554,83.333333333333329,74.751827258828712,54.578673978756292,65.409887330825967,51,3,4.5771434766823322,null,145,27,"",60,452.77777777777783]
["2015-05-16T18:59:59.999",18,52,2.7777777777777777,0,2.7777777777777777,55.427403919608935,20.327840191474099,98.509946591501688,345,3,4.5796855933461398,null,1105,27,"",60,2.7777777777777777]
["2015-05-16T22:59:59.999",15,62,0,0,0,48.892695131966207,-20.275771802924954,138.51472182725632,234,1,4.5830965170160223,null,445,"","","",0]
["2015-05-17T01:59:59.999",11.6,79,0,0,0,49.76745608681523,-31.484697362616696,-175.69784126681219,55,1,4.5856707705026878,null,45,"","","",0]
[{"$f":"A3271+1/24","v":"2015-05-17T02:59:59.999"},10.3,84,0,0,0,70.006589328302937,-28.981177148462073,-159.55961223287679,0,0,4.5865319118344665,null,45,"","","",0]
["2015-05-17T05:59:59.999",7.5,89,163.88888888888889,125,122.22222222222221,69.757402074707159,-6.5405698985129401,-121.46013210229449,11,0,4.58912450013616,null,45,"","","",163.88888888888889]
["2015-05-17T09:59:59.999",13.5,69,833.33333333333326,661.11111111111109,263.88888888888886,34.816671925498895,38.085224910249664,-84.506723379549598,169,2,4.5926026512997415,null,145,27,"",60,833.33333333333326]
["2015-05-17T13:59:59.999",20.100000000000001,33,761.11111111111109,786.11111111111109,163.88888888888889,79.30992484150272,69.919048240719547,10.738079625270606,35,2,4.5961051953635419,null,145,27,"",60,761.11111111111109]
["2015-05-17T16:59:59.999",22.1,25,233.33333333333331,472.22222222222223,91.666666666666671,48.866455514690244,43.636052011656815,79.260033897514944,164,0,4.5987480939162504,null,445,27,"",60,233.33333333333331]
["2015-05-17T19:59:59.999",18.899999999999999,33,0,0,0,84.488553266430245,9.1386019861219339,107.4986430434728,328,0,4.6014046850252086,null,505,27,"",60,0]
["2015-05-17T23:59:59.999",15.8,46,0,0,0,63.251797898657628,-26.691921997809889,152.29264724760472,102,10,4.6049680847667167,null,45,"","","",0]
["2015-05-18T02:59:59.999",14.2,52,0,0,0,77.569748507383451,-28.769543563073093,-159.6410388753647,0,0,4.6076565772292994,null,45,"","","",0]
["2015-05-18T03:59:59.999",13.4,53,2.7777777777777777,0,2.7777777777777777,71.282757540967168,-23.356668395733262,-145.09104747557646,146,0,4.6085557756242022,null,45,"","","",2.7777777777777777]
["2015-05-18T06:59:59.999",13,51,177.77777777777777,38.888888888888886,158.33333333333334,72.152682930749222,3.9969338655071422,-112.02053063830485,199,0,4.6112624670546136,null,985,27,"",60,177.77777777777777]
["2015-05-18T10:59:59.999",18,32,350,41.666666666666664,311.11111111111109,59.427403919608935,49.621085990962889,-73.092811715914152,60,1,4.6148925961846228,null,145,27,"",60,350]
["2015-05-18T14:59:59.999",21.3,6,177.77777777777777,19.444444444444443,166.66666666666666,94.215553039965073,64.53653013394495,45.178632652160545,337,7,4.618546934738454,null,145,27,"",60,177.77777777777777]
["2015-05-18T17:59:59.999",21.6,3,25,8.3333333333333339,25,95.955206098877738,32.195622302143001,89.842160202748502,90,7,4.6213035580006068,null,1105,27,"",60,25]
["2015-05-18T21:59:59.999",17.100000000000001,11,0,0,0,69.412972504158972,-11.357635959312953,127.0502155219779,1,6,4.6250001905460305,null,445,27,"",60,0]
["2015-05-19T00:59:59.999",14,17,0,0,0,79.494637741983183,-30.241357477636967,167.857537394801,246,6,4.6277884994615395,null,45,"","","",0]
["2015-05-19T03:59:59.999",11.7,19,2.7777777777777777,0,2.7777777777777777,70.291373723637719,-23.16924082309146,-145.21197697677763,295,3,4.6305903664722337,null,45,"","","",2.7777777777777777]
["2015-05-19T07:59:59.999",12.6,17,88.888888888888886,2.7777777777777777,86.111111111111114,69.03152230615899,15.207659699613323,-103.30669217372072,77,3,4.6343472570918927,null,385,27,"",60,88.888888888888886]
["2015-05-19T08:59:59.999",14.1,15,169.44444444444443,8.3333333333333339,163.88888888888889,94.031912416940202,26.69604569801702,-94.50556699014497,292,8,4.635290238660021,null,385,27,"",60,169.44444444444443]
["2015-05-19T11:59:59.999",19.2,10,288.88888888888886,22.222222222222221,269.44444444444446,101.1860347834812,60.320539551083719,-56.847843087953756,260,8,4.638128196997199,null,145,27,"",60,288.88888888888886]
["2015-05-19T15:59:59.999",24.6,7,341.66666666666669,333.33333333333331,180.55555555555554,95.646130060033954,55.038108060319978,66.255839733862288,262,6,4.6419331550659031,null,145,27,"",60,341.66666666666669]
[{"$f":"A3335+1/24","v":"2015-05-19T18:59:59.999"},22.8,9,2.7777777777777777,0,2.7777777777777777,86.967127093976728,20.736087921289791,99.077097317600135,275,6,4.6448026167036787,null,1105,27,"",60,2.7777777777777777]
["2015-05-19T22:59:59.999",20.5,14,0,0,0,91.602404996341932,-19.701212729749443,138.8812415374916,33,3,4.6486495310759093,null,445,"","","",0]
["2015-05-20T01:59:59.999",18.399999999999999,20,0,0,0,73.671018809028965,-30.834804470277156,-175.77872219857565,99,3,4.6515504236795113,null,45,"","","",0]
["2015-05-20T04:59:59.999",11.1,24,63.888888888888886,72.222222222222214,52.777777777777779,59.156135442846448,-15.349907576462655,-132.77508389302611,44,4,4.6544647643573258,null,45,"","","",63.888888888888886]
["2015-05-20T08:59:59.999",15.2,25,741.66666666666663,658.33333333333337,227.77777777777777,71.979073341665014,26.806897684153537,-94.708450132000664,45,2,4.6583714478227272,null,385,27,"",60,741.66666666666663]
["2015-05-20T09:59:59.999",17.3,24,847.22222222222229,680.55555555555554,255.55555555555554,83.523268026848541,38.434318087756203,-85.210393471607233,70,2,4.6593518467517345,null,145,27,"",60,847.22222222222229]
["2015-05-20T13:59:59.999",22.8,17,705.55555555555554,611.11111111111109,238.88888888888889,81.967127093976728,70.568607655560371,10.951924678549338,154,2,4.6632883395871225,null,145,27,"",60,705.55555555555554]
["2015-05-20T16:59:59.999",25.1,13,122.22222222222221,63.888888888888886,102.77777777777777,90.647103504908955,44.042288473245797,79.969855513402649,344,4,4.6662563370020935,null,445,27,"",60,122.22222222222221]
["2015-05-20T19:59:59.999",23.1,12,0,0,0,67.733488790771446,9.5663031077872827,107.99949087306977,260,4,4.6692377144008805,null,505,27,"",60,0]
["2015-05-20T23:59:59.999",17.8,18,0,0,0,74.309058642500986,-26.077218929054986,152.54048170197967,36,3,4.6732336737060862,null,45,"","","",0]
["2015-05-21T02:59:59.999",14.4,24,0,0,0,51.64710649869761,-28.170078190764944,-159.8864472355165,45,2,4.6762462172772086,null,45,"","","",0]
["2015-05-21T05:59:59.999",13,28,94.444444444444443,22.222222222222221,86.111111111111114,62.152682930749222,-5.9579911598563164,-122.09705684211887,59,2,4.6792720945776285,null,45,"","","",94.444444444444443]
["2015-05-21T07:59:59.999",14.5,27,483.33333333333331,325,269.44444444444446,57.186629181892386,15.436334428226008,-103.67102660099802,45,2,4.6812967468225395,null,385,27,"",60,483.33333333333331]
["2015-05-21T10:59:59.999",19.399999999999999,22,686.11111111111109,302.77777777777777,411.11111111111109,77.320596104664332,49.981983610116686,-73.906262540502709,160,2,4.684344815840829,null,145,27,"",60,686.11111111111109]
["2015-05-21T14:59:59.999",25.3,11,625,786.11111111111109,122.22222222222221,79.851726699817675,65.071476085654865,45.991478674146791,157,4,4.6884295884441212,null,145,27,"",60,625]
["2015-05-21T17:59:59.999",26,8,108.33333333333333,558.33333333333326,33.333333333333336,91.087019749532658,32.584516350604524,90.439777390681385,89,4,4.6915086599430724,null,1105,27,"",60,108.33333333333333]
["2015-05-21T20:59:59.999",23.6,9,0,0,0,99.689373265190227,-1.0248363830247402,117.3057187459594,135,3,4.6946009945041185,null,505,27,"",60,0]
["2015-05-22T00:59:59.999",20.100000000000001,16,0,0,0,86.30992484150272,-29.624366344839746,167.93356819839008,289,3,4.6987447139262226,null,45,"","","",0]
["2015-05-22T03:59:59.999",16.600000000000001,23,5.5555555555555554,2.7777777777777777,5.5555555555555554,71.647257848783966,-22.6422529647541,-145.56759194953364,152,0,4.7018679398452896,null,45,"","","",5.5555555555555554]
["2015-05-22T06:59:59.999",15.9,30,394.44444444444446,416.66666666666663,180.55555555555554,85.799237979963664,4.4977775678207923,-112.69466877454308,305,0,4.7050043808615625,null,985,27,"",60,394.44444444444446]
["2015-05-22T08:59:59.999",16.5,32,347.22222222222223,66.666666666666671,294.44444444444446,66.095830186326168,27.012935077019048,-95.103535189993224,0,0,4.7071026760908303,null,385,27,"",60,347.22222222222223]
["2015-05-22T11:59:59.999",17.8,32,275,19.444444444444443,258.33333333333331,54.309058642500986,60.736276673612601,-57.78413186736784,351,0,4.7102611099674796,null,145,27,"",60,275]
["2015-05-22T15:59:59.999",16.7,48,122.22222222222221,13.888888888888889,116.66666666666666,60.199256741498004,55.473440526581626,67.031692719570998,64,9,4.7144928489665645,null,145,27,"",60,122.22222222222221]
["2015-05-22T18:59:59.999",12.9,77,0,0,0,61.621558061846258,21.128883357688224,99.591385610229025,145,9,4.7176820045392756,null,1105,27,"",60,0]
["2015-05-22T21:59:59.999",10.3,96,0,0,0,68.006589328302937,-10.692555738693732,127.57018720666206,237,4,4.720884301987903,null,445,27,"",60,0]
["2015-05-23T01:59:59.999",10.4,93,0,0,0,48.523365229982232,-30.236951683100642,-175.87662516300855,142,4,4.7251744492016954,null,45,"","","",0]
["2015-05-23T03:59:59.999",10.199999999999999,89,2.7777777777777777,0,2.7777777777777777,63.490360086547298,-22.478511658719203,-145.68358046345477,59,6,4.7273282631438196,null,45,"","","",2.7777777777777777]
["2015-05-23T06:59:59.999",10.1,83,211.11111111111111,63.888888888888886,177.77777777777777,40.974677119065234,4.609721341958033,-112.85565408048932,161,6,4.7305698970146857,null,985,27,"",60,211.11111111111111]
["2015-05-23T09:59:59.999",12.3,75,105.55555555555556,0,105.55555555555556,34.446486658325284,38.734953440852053,-85.880229803154023,53,5,4.7338246130887569,null,145,27,"",60,105.55555555555556]
["2015-05-23T12:59:59.999",15.2,63,438.88888888888886,97.222222222222214,355.55555555555554,55.979073341665014,69.108260601304892,-30.651114194945208,248,5,4.7370923962962515,null,445,27,"",60,438.88888888888886]
["2015-05-23T16:59:59.999",18.2,56,227.7777777777778,377.77777777777777,108.33333333333333,36.548056251563708,44.430018583962898,80.615836329158711,84,3,4.7414697410650888,null,445,27,"",60,227.7777777777778]
["2015-05-23T19:59:59.999",17.5,60,0,0,0,48.635859524206637,9.9764619250528419,108.44908111496053,302,3,4.7447679553061333,null,505,27,"",60,0]
["2015-05-23T22:59:59.999",14.7,73,0,0,0,33.267363880186963,-18.984356758902226,139.29466499647361,51,2,4.7480791860114255,null,445,"","","",0]
["2015-05-24T02:59:59.999",10.6,92,0,0,0,51.558558556396463,-27.624956923698491,-160.13258505592046,0,0,4.7525143816109425,null,45,"","","",0]
["2015-05-24T04:59:59.999",8.6999999999999993,97,5.5555555555555554,0,5.5555555555555554,67.812258732469672,-14.761475708046305,-133.32671245689937,262,0,4.7547406354287425,null,45,"","","",5.5555555555555554]
["2015-05-24T07:59:59.999",10.6,92,183.33333333333334,16.666666666666668,172.22222222222223,68.558558556396463,15.740284530703507,-104.19228795853151,212,0,4.7580908232973425,null,385,27,"",60,183.33333333333334]
["2015-05-24T10:59:59.999",17,67,688.88888888888891,302.77777777777777,411.11111111111109,73.858684745459072,50.291409006880563,-74.684374141693482,329,0,4.7614539659434811,null,145,27,"",60,688.88888888888891]
["2015-05-24T13:59:59.999",22.6,36,227.7777777777778,19.444444444444443,213.88888888888889,84.792532990471443,71.360224478073775,11.129520951385027,319,0,4.7648300477953471,null,145,27,"",60,227.7777777777778]
["2015-05-24T17:59:59.999",25.6,20,41.666666666666664,27.777777777777779,38.888888888888886,94.66320787280273,32.956986704592069,90.979225676679661,80,1,4.7693515908914437,null,1105,27,"",60,41.666666666666664]
["2015-05-24T20:59:59.999",23.3,28,0,0,0,45.914048317209392,-0.58848305445083404,117.69827988715817,202,4,4.7727578033298954,null,505,27,"",60,0]
["2015-05-24T23:59:59.999",19.7,42,0,0,0,49.026806510482174,-25.319794493204462,152.80385171119426,31,4,4.7761769026357559,null,45,"","","",0]
["2015-05-25T01:59:59.999",17.3,50,0,0,0,52.523268026848541,-29.868149037106008,-175.95062909438192,247,4,4.7784634537285031,null,45,"","","",0]
["2015-05-25T07:59:59.999",16.8,49,416.66666666666663,202.77777777777777,280.55555555555554,64.751827258828712,15.831188950175626,-104.35891953209345,162,2,4.7853573826657829,null,385,27,"",60,416.66666666666663]
["2015-05-25T08:59:59.999",19.3,46,400,100,322.22222222222223,52.753024481204704,27.282961700424533,-95.667619675676761,247,2,4.7865113631508951,null,385,27,"",60,400]
["2015-05-25T11:59:59.999",24.9,32,291.66666666666669,22.222222222222221,272.22222222222223,62.444901256730418,61.095692009361173,-58.694178084406246,131,2,4.7899818510218193,null,145,27,"",60,291.66666666666669]
["2015-05-25T14:59:59.999",28.2,19,116.66666666666666,5.5555555555555554,113.88888888888889,65.592828897244203,65.730765634442449,46.952729486307142,337,5,4.7934651460104476,null,145,27,"",60,116.66666666666666]
["2015-05-25T18:59:59.999",25.7,14,2.7777777777777777,0,2.7777777777777777,65.268248923833426,21.504808976264741,100.05126155844408,349,5,4.7981294336273947,null,1105,27,"",60,2.7777777777777777]
["2015-05-25T21:59:59.999",20.2,24,0,0,0,67.882166211507752,-10.225194509288032,127.90193677467659,217,5,4.8016425490677914,null,445,27,"",60,0]
["2015-05-26T01:59:59.999",14.6,46,0,0,0,41.726714845221466,-29.692857697343875,-175.99007824647217,151,5,4.8063465383660358,null,45,"","","",0]
["2015-05-26T02:59:59.999",13.6,51,0,0,0,57.351145382627749,-27.292426434029181,-160.29641112170862,22,2,4.8075260736914043,null,45,"","","",0]
["2015-05-26T08:59:59.999",17,47,186.11111111111111,11.111111111111111,177.77777777777777,79.858684745459072,27.362623017655004,-95.847547941994279,67,3,4.8146329580970093,null,385,27,"",60,186.11111111111111]
["2015-05-26T09:59:59.999",18.899999999999999,43,163.88888888888889,5.5555555555555554,158.33333333333334,61.488553266430245,38.987609549067884,-86.511819667120221,293,3,4.8158223785527419,null,145,27,"",60,163.88888888888889]
["2015-05-26T12:59:59.999",22.6,30,213.88888888888889,11.111111111111111,205.55555555555554,58.792532990471443,69.575938493518947,-31.487134365641595,207,3,4.8193990957865864,null,445,27,"",60,213.88888888888889]
["2015-05-26T15:59:59.999",25.7,19,50,0,50,52.268248923833426,56.015595166699015,67.948574105809996,121,3,4.822988483932253,null,145,27,"",60,50]
["2015-05-26T19:59:59.999",24.2,13,0,0,0,77.256211502303927,10.367302416491205,108.84640541149047,202,3,4.8277940163671618,null,505,27,"",60,0]
["2015-05-26T22:59:59.999",19.600000000000001,20,0,0,0,78.457486721065209,-18.486684944204697,139.54902032693059,130,3,4.8314129052416455,null,445,"","","",0]
["2015-05-27T02:59:59.999",13.8,38,0,0,0,66.421771075378331,-27.13556732653602,-160.37808072859585,22,1,4.836257711281708,null,45,"","","",0]
["2015-05-27T03:59:59.999",13.1,42,5.5555555555555554,2.7777777777777777,5.5555555555555554,80.684364923583985,-21.884252460918418,-146.13340224319745,291,1,4.8374724123675428,null,45,"","","",5.5555555555555554]
["2015-05-27T09:59:59.999",19.8,42,455.5555555555556,102.77777777777777,366.66666666666669,70.596709818588295,39.061291157067245,-86.713096676130604,184,0,4.844789967173325,null,145,27,"",60,455.5555555555556]
["2015-05-27T10:59:59.999",21.3,38,361.11111111111109,41.666666666666664,322.22222222222223,72.215553039965073,50.550034470647532,-75.420768769660242,57,0,4.8460144451667233,null,145,27,"",60,361.11111111111109]
["2015-05-27T13:59:59.999",24.2,21,447.22222222222223,147.22222222222223,333.33333333333331,78.256211502303927,71.895772751576189,11.175607894855547,38,0,4.8496962417458214,null,145,27,"",60,447.22222222222223]
["2015-05-27T17:59:59.999",27.1,8,116.66666666666666,522.22222222222217,38.888888888888886,81.802814688346473,33.311869795184357,91.458513065158911,8,2,4.854624792990526,null,1105,27,"",60,116.66666666666666]
["2015-05-27T20:59:59.999",24.3,13,0,0,0,66.852787745662965,-0.17568215973997101,118.03978248536538,67,2,4.8583358010925002,null,505,27,"",60,0]
["2015-05-27T23:59:59.999",20.5,33,0,0,0,74.602404996341932,-24.801281400108401,152.95264510708176,230,2,4.8620592998240078,null,45,"","","",0]
["2015-05-28T04:59:59.999",12.2,62,50,25,44.444444444444443,37.91925076346746,-14.266100413440308,-133.84163435628625,128,0,4.8682928411460225,null,45,"","","",50]
["2015-05-28T07:59:59.999",13.8,61,622.22222222222217,658.33333333333337,180.55555555555554,37.421771075378331,16.072782078905618,-104.83607787693681,244,0,4.8720495637801609,null,385,27,"",60,622.22222222222217]
["2015-05-28T10:59:59.999",19.7,44,922.22222222222229,713.88888888888891,266.66666666666669,70.026806510482174,50.625117273217178,-75.655873247313195,125,2,4.8758187135472291,null,145,27,"",60,922.22222222222229]
["2015-05-28T11:59:59.999",21.4,37,925,727.77777777777771,258.33333333333331,83.794846946278028,61.399213068705649,-59.5681292074025,232,2,4.8770778553733303,null,145,27,"",60,925]
["2015-05-28T14:59:59.999",25.8,19,611.11111111111109,686.11111111111109,163.88888888888889,70.873897649114099,66.183799141241622,47.571805059354105,157,2,4.880863547493977,null,145,27,"",60,611.11111111111109]
["2015-05-28T18:59:59.999",26.2,19,5.5555555555555554,2.7777777777777777,5.5555555555555554,71.302577429636131,21.862327658715735,100.45539955409346,205,2,4.8859304015638472,null,1105,27,"",60,5.5555555555555554]
["2015-05-28T21:59:59.999",23.2,27,0,0,0,65.323469779041432,-9.7873000288081791,128.18389171224746,30,4,4.8897449677394498,null,445,27,"",60,0]
["2015-05-29T00:59:59.999",20.9,34,0,0,0,43.904272531912909,-28.37607944353681,167.99091460512699,22,4,4.8935718791158305,null,45,"","","",0]
["2015-05-29T05:59:59.999",15.5,49,236.11111111111111,300,130.55555555555554,56.612884563994726,-5.0574536985485539,-123.23921406384081,51,3,4.899977450370784,null,45,"","","",236.11111111111111]
["2015-05-29T08:59:59.999",18.600000000000001,51,711.11111111111109,550,275,50.796294764846493,27.570878945756739,-96.361345763115665,180,5,4.9038371955007545,null,385,27,"",60,711.11111111111109]
["2015-05-29T11:59:59.999",22.8,37,555.55555555555554,155.55555555555554,413.88888888888886,48.967127093976728,61.488096351328856,-59.849699923060953,130,5,4.9077092205825545,null,145,27,"",60,555.55555555555554]
["2015-05-29T12:59:59.999",24.1,31,647.22222222222217,300,386.11111111111109,71.660236848377735,69.98330150652933,-32.331959107114301,70,5,4.9090026213909734,null,445,27,"",60,647.22222222222217]
["2015-05-29T15:59:59.999",27.5,18,488.88888888888886,808.33333333333326,83.333333333333329,78.263294800606161,56.392677507453271,68.542149262024026,129,7,4.912890991844054,null,145,27,"",60,488.88888888888886]
["2015-05-29T19:59:59.999",25.9,19,0,0,0,60.480154455387151,10.736966131260671,109.19067577964604,192,7,4.9180945195994878,null,505,27,"",60,0]
["2015-05-29T22:59:59.999",23,28,0,0,0,68.144104949193718,-18.025830603057507,139.7564689269087,191,7,4.9220114173557619,null,445,"","","",0]
["2015-05-30T02:59:59.999",19.2,46,0,0,0,39.186034783481205,-26.703117485745924,-160.62141391894212,157,6,4.927252915803372,null,45,"","","",0]
["2015-05-30T06:59:59.999",16.600000000000001,64,455.5555555555556,600,141.66666666666666,60.647257848783966,5.2439408920806514,-113.88886750623453,282,6,4.9325160525268572,null,985,27,"",60,455.5555555555556]
["2015-05-30T09:59:59.999",19.100000000000001,63,802.77777777777771,552.77777777777771,316.66666666666669,74.619626613596495,39.251219045886486,-87.286960595040057,222,6,4.9364775791333653,null,145,27,"",60,802.77777777777771]
[{"$f":"A3591+1/24","v":"2015-05-30T10:59:59.999"},20.5,59,919.44444444444446,700,275,47.602404996341932,50.758854971013911,-76.109170983076808,87,6,4.9378007842034783,null,145,27,"",60,919.44444444444446]
["2015-05-30T13:59:59.999",25,42,775,752.77777777777771,186.11111111111111,63.045699965390668,72.379494704427671,11.142986717068109,93,6,4.9417784784873522,null,145,27,"",60,775]
["2015-05-30T16:59:59.999",26.9,34,269.44444444444446,538.88888888888891,91.666666666666671,66.576256553505061,45.258144471101346,81.858377212878509,170,9,4.9457682770497069,null,445,27,"",60,269.44444444444446]
["2015-05-30T20:59:59.999",23.1,46,0,0,0,36.733488790771446,0.21146100487226965,118.32996781835176,202,3,4.951106805406571,null,505,27,"",60,0]
["2015-05-30T23:59:59.999",21,66,0,0,0,73.481209192312917,-24.32763259646487,153.0611794462296,316,3,4.9551247753480077,null,45,"","","",0]
["2015-05-31T03:59:59.999",16.5,88,11.111111111111111,11.111111111111111,11.111111111111111,70.095830186326168,-21.388730091371531,-146.55787278869261,28,5,4.9605007981315534,null,45,"","","",11.111111111111111]
["2015-05-31T07:59:59.999",17,86,619.44444444444446,641.66666666666663,186.11111111111111,51.858684745459072,16.268035094523128,-105.27709511405094,192,5,4.9658981855159272,null,385,27,"",60,619.44444444444446]
["2015-05-31T10:59:59.999",17.8,70,916.66666666666674,691.66666666666663,277.77777777777777,40.309058642500986,50.81760900558298,-76.326918785457408,209,3,4.9699602198540038,null,145,27,"",60,916.66666666666674]
["2015-05-31T11:59:59.999",17.899999999999999,63,919.44444444444446,705.55555555555554,269.44444444444446,33.867943097280488,61.647657193269247,-60.396012294815606,209,3,4.9713168930733298,null,145,27,"",60,919.44444444444446]
["2015-05-31T14:59:59.999",17.5,53,627.77777777777794,725,152.77777777777777,54.635859524206637,66.60035350140727,48.095709016631417,22,4,4.9753948882798511,null,145,27,"",60,627.77777777777794]
["2015-05-31T17:59:59.999",16.5,64,69.444444444444443,91.666666666666671,55.555555555555557,64.095830186326168,33.755410567034382,92.001018429279299,49,4,4.9794848321162624,null,1105,27,"",60,69.444444444444443]
["2015-05-31T21:59:59.999",14.5,83,0,0,0,64.186629181892386,-9.3811162559595136,128.41637371657038,185,2,4.9849566445838409,null,445,27,"",60,0]
["2015-06-01T00:59:59.999",12.9,84,0,0,0,70.621558061846258,-27.927579658156901,167.96805341800746,98,2,4.9890743948173117,null,45,"","","",0]
["2015-06-01T05:59:59.999",11,90,33.333333333333336,0,33.333333333333336,44.635522112048363,-4.8118736302202727,-123.61644336951866,64,2,4.9959637141927704,null,45,"","","",33.333333333333336]
["2015-06-01T08:59:59.999",13.3,86,63.888888888888886,0,63.888888888888886,48.749401839027882,27.733679391458601,-96.833692473002884,202,1,5.000113116020211,null,385,27,"",60,63.888888888888886]
["2015-06-01T11:59:59.999",19.100000000000001,58,111.11111111111111,0,111.11111111111111,58.619626613596495,61.718426465261985,-60.660027148939548,68,1,5.0042743520287551,null,145,27,"",60,111.11111111111111]
["2015-06-01T12:59:59.999",21.1,46,100,0,100,46.05873456353396,70.32979359925011,-33.173014865828982,193,1,5.0056640571877535,null,445,27,"",60,100]
["2015-06-01T15:59:59.999",24,24,88.888888888888886,5.5555555555555554,86.111111111111114,67.064863379317671,56.743538330486153,69.050552392716796,12,2,5.0098410421239423,null,145,27,"",60,88.888888888888886]
["2015-06-01T18:59:59.999",23.6,25,5.5555555555555554,2.7777777777777777,5.5555555555555554,69.689373265190227,22.307523905612147,100.90570308657601,269,2,5.0140298161996002,null,1105,27,"",60,5.5555555555555554]
["2015-06-01T22:59:59.999",19.5,40,0,0,0,81.888750051894647,-17.60402349281058,139.9179564022385,183,2,5.0196331534324949,null,445,"","","",0]
["2015-06-02T01:59:59.999",15.9,51,0,0,0,58.799237979963664,-28.640895550000227,-176.30604735334288,118,2,5.0238493599826324,null,45,"","","",0]
["2015-06-02T06:59:59.999",12.7,62,236.11111111111111,80.555555555555557,194.44444444444443,44.560978138671771,5.4359713008317261,-114.27694470031184,43,1,5.0309024151880593,null,985,27,"",60,236.11111111111111]
["2015-06-02T09:59:59.999",18.3,55,888.88888888888891,741.66666666666663,236.11111111111111,50.109248553856162,39.395379141388858,-87.812678440930895,172,0,5.0351498429535226,null,145,27,"",60,888.88888888888891]
["2015-06-02T12:59:59.999",23.1,37,900,794.44444444444446,205.55555555555554,55.733488790771446,70.431725724023138,-33.450170110583855,5,0,5.0394089426752355,null,445,27,"",60,900]
["2015-06-02T13:59:59.999",24.5,31,805.55555555555554,830.55555555555554,152.77777777777777,87.047746619621876,72.809643624251848,11.029761540555418,224,0,5.0408312329436491,null,145,27,"",60,805.55555555555554]
["2015-06-02T16:59:59.999",26.7,21,141.66666666666666,75,116.66666666666666,64.352148675393494,45.577735180084794,82.271371212282062,328,2,5.0451058645884732,null,445,27,"",60,141.66666666666666]
["2015-06-02T19:59:59.999",23.5,26,0,0,0,90.096999656738376,11.193570452633351,109.56624118326185,137,2,5.0493921220917972,null,505,27,"",60,0]
["2015-06-02T22:59:59.999",20.7,43,0,0,0,74.75216374286822,-17.472471994282561,139.96175881486784,233,6,5.0536899856076616,null,445,"","","",0]
["2015-06-03T03:59:59.999",17.600000000000001,54,2.7777777777777777,0,2.7777777777777777,58.193017251752735,-21.082868822829276,-146.85721509847352,26,2,5.0608788285335669,null,45,"","","",2.7777777777777777]
["2015-06-03T07:59:59.999",17.100000000000001,20,186.11111111111111,16.666666666666668,175,73.412972504158972,16.417589079956915,-105.67940020587592,289,2,5.0666530129653848,null,385,27,"",60,186.11111111111111]
["2015-06-03T10:59:59.999",19.899999999999999,8,513.88888888888891,119.44444444444444,402.77777777777777,89.167197043961153,50.96207412730179,-76.94197324983422,44,4,5.0709971009984418,null,145,27,"",60,513.88888888888891]
["2015-06-03T13:59:59.999",23.6,16,300,41.666666666666664,266.66666666666669,73.689373265190227,72.94082568513906,10.974056140335041,83,4,5.0753526950100207,null,145,27,"",60,300]
["2015-06-03T14:59:59.999",24.8,20,325,97.222222222222214,261.11111111111109,73.844706973274072,66.97940551580534,48.518186664181357,135,7,5.076807113080541,null,145,27,"",60,325]
["2015-06-03T17:59:59.999",23,35,41.666666666666664,16.666666666666668,38.888888888888886,64.144104949193718,34.063937437641208,92.333661188356828,263,7,5.081178017016736,null,1105,27,"",60,41.666666666666664]
["2015-06-03T21:59:59.999",17.7,61,0,0,0,58.750750159276947,-9.0088545671230502,128.59990115203831,114,7,5.0870237102875322,null,445,27,"",60,0]
["2015-06-03T23:59:59.999",15.8,75,0,0,0,52.251797898657628,-23.769381563341799,153.14587845431856,185,7,5.0899541811166369,null,45,"","","",0]
["2015-06-04T04:59:59.999",12.5,93,58.333333333333329,36.111111111111107,52.777777777777779,62.502622041094412,-13.626893317425807,-134.64213764943059,286,1,5.0973025470414548,null,45,"","","",58.333333333333329]
["2015-06-04T08:59:59.999",13.4,85,725,572.22222222222217,269.44444444444446,48.282757540967168,27.852041129354557,-97.261520576610167,112,2,5.1032040126772813,null,385,27,"",60,725]
["2015-06-04T11:59:59.999",15.2,73,525,130.55555555555554,405.55555555555554,40.979073341665014,61.895323176445878,-61.411248085218915,305,2,5.1076433642284353,null,145,27,"",60,525]
["2015-06-04T14:59:59.999",16.600000000000001,65,461.11111111111114,277.77777777777777,277.77777777777777,59.647257848783966,67.097222789250139,48.635527938014675,157,6,5.1120940520808844,null,145,27,"",60,461.11111111111114]
["2015-06-04T15:59:59.999",16.7,64,372.22222222222223,352.77777777777777,191.66666666666666,47.199256741498004,57.067163640955492,69.470261369298484,166,6,5.1135801303161879,null,145,27,"",60,372.22222222222223]
[{"$f":"A3719+1/24","v":"2015-06-04T18:59:59.999"},16.2,67,8.3333333333333339,5.5555555555555554,8.3333333333333339,59.444970638935615,22.615516058595279,101.17599319737859,285,6,5.1180459011721755,null,1105,27,"",60,8.3333333333333339]
["2015-06-05T00:59:59.999",12.8,87,0,0,0,39.090989927550197,-27.414307120109349,167.89769036205553,151,3,5.1270112865631123,null,45,"","","",0]
["2015-06-05T02:59:59.999",11.3,93,0,0,0,68.199011741403524,-26.012928899566241,-161.09485135284336,0,0,5.1300097535723754,null,45,"","","",0]
["2015-06-05T05:59:59.999",9.8000000000000007,98,75,8.3333333333333339,72.222222222222214,62.430902007791815,-4.5625817213470103,-124.0709377202555,211,0,5.1345168127754288,null,45,"","","",75]
["2015-06-05T09:59:59.999",15.6,83,208.33333333333331,8.3333333333333339,200,60.158621583740228,39.49513251122319,-88.286337477215653,36,3,5.1405436621239895,null,145,27,"",60,208.33333333333331]
["2015-06-05T12:59:59.999",22.9,57,105.55555555555556,0,105.55555555555556,32.555317851239693,70.696885821802098,-34.264570507497432,279,3,5.1450768498137824,null,445,27,"",60,105.55555555555556]
["2015-06-05T15:59:59.999",21,51,52.777777777777779,0,52.777777777777779,60.481209192312917,57.168784085152545,69.589928901365866,239,2,5.1496212004826916,null,145,27,"",60,52.777777777777779]
["2015-06-05T16:59:59.999",19.3,56,30.555555555555554,0,30.555555555555554,34.753024481204704,45.874315175300879,82.60969834953805,316,2,5.1511384610657975,null,445,27,"",60,30.555555555555554]
["2015-06-05T19:59:59.999",11.9,81,0,0,0,49.340865604942337,11.506237127473151,109.78495039497521,101,2,5.1556976629675502,null,505,27,"",60,0]
["2015-06-06T01:59:59.999",9,87,0,0,0,54.33810841890346,-28.181441162236329,-176.51194815617797,46,8,5.1648493870197507,null,45,"","","",0]
["2015-06-06T03:59:59.999",9.1,84,2.7777777777777777,0,2.7777777777777777,52.847807783408996,-20.833876846636542,-147.13827546948491,256,5,5.1679098113569104,null,45,"","","",2.7777777777777777]
["2015-06-06T06:59:59.999",8.9,83,77.777777777777771,2.7777777777777777,75,54.828950711476807,5.6185859449404489,-114.73794295385856,30,5,5.172509660276587,null,985,27,"",60,77.777777777777771]
["2015-06-06T10:59:59.999",12,68,172.22222222222223,5.5555555555555554,166.66666666666666,67.866440624944403,51.06013929278334,-77.495459725585675,92,5,5.1786599555321322,null,145,27,"",60,172.22222222222223]
["2015-06-06T13:59:59.999",16,47,80.555555555555557,0,80.555555555555557,72.347246534818169,73.29690961070807,10.753830487507239,23,5,5.1832855218100811,null,145,27,"",60,80.555555555555557]
["2015-06-06T14:59:59.999",17.600000000000001,41,119.44444444444444,5.5555555555555554,116.66666666666666,55.193017251752735,67.319773153561627,48.833952240810767,337,3,5.1848298196435412,null,145,27,"",60,119.44444444444444]
["2015-06-06T17:59:59.999",20.8,32,25,2.7777777777777777,25,79.327924182123354,34.349999534211292,92.60146959527826,89,3,5.1894700292436555,null,1105,27,"",60,25]
["2015-06-06T20:59:59.999",19.100000000000001,32,0,0,0,45.619626613596495,1.0030739046144139,118.80767572264642,247,3,5.194121196276372,null,505,27,"",60,0]
["2015-06-07T02:59:59.999",14.3,54,0,0,0,52.108146404271508,-25.835442137913226,-161.24676725652574,270,3,5.2034563164468111,null,45,"","","",0]
["2015-06-07T04:59:59.999",13.3,62,27.777777777777779,2.7777777777777777,27.777777777777779,61.749401839027882,-13.442132502968125,-134.94123428755725,223,3,5.2065777140972465,null,45,"","","",27.777777777777779]
["2015-06-07T07:59:59.999",13.3,67,461.11111111111114,258.33333333333331,286.11111111111109,54.749401839027882,16.547448413365043,-106.15130780654418,268,3,5.2112688737495585,null,385,27,"",60,461.11111111111114]
["2015-06-07T11:59:59.999",18.399999999999999,43,272.22222222222223,16.666666666666668,255.55555555555554,40.671018809028965,62.020380115087804,-62.094106552190269,155,3,5.2175406374149169,null,145,27,"",60,272.22222222222223]
["2015-06-07T14:59:59.999",23.3,20,444.44444444444446,244.44444444444443,280.55555555555554,93.914048317209392,67.42440430291802,48.914745191490155,315,2,5.2222570950281622,null,145,27,"",60,444.44444444444446]
["2015-06-07T15:59:59.999",24.2,16,316.66666666666674,211.11111111111111,208.33333333333331,79.256211502303927,57.362351395759632,69.798341037884725,71,2,5.2238316498955388,null,145,27,"",60,316.66666666666674]
["2015-06-07T18:59:59.999",24.6,16,11.111111111111111,11.111111111111111,11.111111111111111,91.646130060033954,22.899247283824359,101.38791988177459,146,2,5.2285625101459274,null,1105,27,"",60,11.111111111111111]
["2015-06-07T23:59:59.999",18.5,35,0,0,0,77.233367413756127,-23.298948483650218,153.1655708557939,36,1,5.2364712140103773,null,45,"","","",0]
["2015-06-08T02:59:59.999",14.8,51,0,0,0,59.808576678427528,-25.756647681289628,-161.32129978216943,247,1,5.2412307625926857,null,45,"","","",0]
["2015-06-08T05:59:59.999",12.8,63,244.44444444444443,308.33333333333331,133.33333333333334,56.090989927550197,-4.4337543711748246,-124.37284818159506,187,1,5.2460010289482959,null,45,"","","",244.44444444444443]
["2015-06-08T09:59:59.999",16.3,57,916.66666666666674,802.77777777777771,205.55555555555554,58.994686975421814,39.552047378426934,-88.704308932727628,158,2,5.2523780179987387,null,145,27,"",60,916.66666666666674]
["2015-06-08T12:59:59.999",21.2,33,808.33333333333326,561.11111111111109,313.88888888888886,57.636849045923441,70.901436637454381,-35.041847775061065,227,2,5.2571732065126326,null,445,27,"",60,808.33333333333326]
["2015-06-08T15:59:59.999",24.5,14,405.55555555555554,438.88888888888886,177.77777777777777,58.047746619621876,57.454193000219213,69.886925405138982,165,4,5.2619790389841263,null,145,27,"",60,405.55555555555554]
["2015-06-08T16:59:59.999",24.9,12,183.33333333333334,144.44444444444443,133.33333333333334,60.444901256730418,46.146411945827445,82.871847041995423,180,4,5.2635833446206544,null,445,27,"",60,183.33333333333334]
["2015-06-08T19:59:59.999",23.9,16,0,0,0,98.470090690694519,11.791124850534327,109.94966479404439,301,4,5.26840333441341,null,505,27,"",60,0]
["2015-06-09T00:59:59.999",17.100000000000001,43,0,0,0,80.412972504158972,-27.000963550003483,167.78599257955358,70,3,5.2764601773817628,null,45,"","","",0]
["2015-06-09T03:59:59.999",12.9,56,5.5555555555555554,2.7777777777777777,5.5555555555555554,76.621558061846258,-20.641954373812375,-147.39917350498658,49,1,5.2813083626757278,null,45,"","","",5.5555555555555554]
["2015-06-09T06:59:59.999",12.2,57,116.66666666666666,8.3333333333333339,111.11111111111111,75.91925076346746,5.7014566666352327,-115.03857395714218,127,1,5.2861670801782061,null,985,27,"",60,116.66666666666666]
["2015-06-09T10:59:59.999",20.2,39,241.66666666666666,11.111111111111111,230.55555555555554,59.882166211507752,51.113637336361158,-77.982272484781788,281,3,5.2926617147270747,null,145,27,"",60,241.66666666666666]
["2015-06-09T13:59:59.999",25.9,19,175,8.3333333333333339,169.44444444444443,71.480154455387151,73.5955706292212,10.45664168927369,276,3,5.2975449198121556,null,145,27,"",60,175]
["2015-06-09T16:59:59.999",29.6,10,72.222222222222214,8.3333333333333339,69.444444444444443,62.342866887127741,46.231393911840378,82.942103511516464,31,4,5.3024385819282625,null,445,27,"",60,72.222222222222214]
["2015-06-09T17:59:59.999",29,10,22.222222222222221,2.7777777777777777,22.222222222222221,88.577949123572409,34.611867841038105,92.803711486533274,77,4,5.3040721225034417,null,1105,27,"",60,22.222222222222221]
["2015-06-09T21:59:59.999",25,22,0,0,0,58.045699965390668,-8.3746744624872189,128.82311736302262,351,3,5.3106178617388187,null,445,27,"",60,0]
["2015-06-10T00:59:59.999",19.7,35,0,0,0,74.026806510482174,-26.913591124922998,167.75217380924784,71,3,5.3155392983657741,null,45,"","","",0]
["2015-06-10T04:59:59.999",15,39,13.888888888888889,0,13.888888888888889,60.892695131966207,-13.310672846085691,-135.21117936126421,135,2,5.3221173468123286,null,45,"","","",13.888888888888889]
["2015-06-10T07:59:59.999",17.100000000000001,31,86.111111111111114,2.7777777777777777,83.333333333333329,60.412972504158972,16.594139820291492,-106.45382312618571,225,2,5.3270629532439742,null,385,27,"",60,86.111111111111114]
["2015-06-10T11:59:59.999",22.4,21,191.66666666666669,5.5555555555555554,186.11111111111111,93.6203194179364,62.095443374617609,-62.700051815571335,151,6,5.3336731450790937,null,145,27,"",60,191.66666666666669]
["2015-06-10T14:59:59.999",22.7,16,80.555555555555557,2.7777777777777777,77.777777777777771,74.379532274607243,67.711066969612389,49.082064031024949,45,4,5.3386427966442005,null,145,27,"",60,80.555555555555557]
["2015-06-10T17:59:59.999",22.5,15,69.444444444444443,66.666666666666671,58.333333333333329,84.206128839043913,34.693467496924015,92.856477819729434,207,4,5.3436227149515201,null,1105,27,"",60,69.444444444444443]
["2015-06-10T18:59:59.999",22.2,15,11.111111111111111,11.111111111111111,11.111111111111111,97.450483157807923,23.156796089790873,101.54128054472775,262,4,5.3452849652349812,null,1105,27,"",60,11.111111111111111]
["2015-06-10T22:59:59.999",18.2,26,0,0,0,49.548056251563708,-16.593840809823796,140.13847305968932,190,4,5.351945331132411,null,445,"","","",0]
["2015-06-11T02:59:59.999",11.9,38,0,0,0,64.340865604942337,-25.560211885831222,-161.53830601870743,337,1,5.3586238395126671,null,45,"","","",0]
["2015-06-11T05:59:59.999",9.6,34,163.88888888888889,91.666666666666671,130.55555555555554,59.404442907502698,-4.3540856307740468,-124.63915333194545,126,1,5.3636445937380266,null,45,"","","",163.88888888888889]
["2015-06-11T08:59:59.999",16.399999999999999,24,691.66666666666663,491.66666666666663,297.22222222222223,70.544973359901292,27.962712333148399,-98.070749140842253,202,1,5.3686754989438477,null,385,27,"",60,691.66666666666663]
["2015-06-11T12:59:59.999",22.5,14,897.22222222222217,761.11111111111109,225,58.206128839043913,71.046133008434452,-35.767185787185952,200,1,5.3753991226980444,null,445,27,"",60,897.22222222222217]
["2015-06-11T15:59:59.999",29.7,12,486.11111111111109,736.11111111111109,102.77777777777777,82.972533512247651,57.709270964749457,70.089421293409842,33,3,5.3804536228569795,null,145,27,"",60,486.11111111111109]
["2015-06-11T18:59:59.999",27.9,14,19.444444444444443,61.111111111111107,16.666666666666668,72.733615178723994,23.23648834468035,101.57939237872813,72,3,5.3855181961682623,null,1105,27,"",60,19.444444444444443]
["2015-06-11T19:59:59.999",26.9,15,0,0,0,92.576256553505061,12.046196775140356,110.06062768356243,293,3,5.3872086216986359,null,505,27,"",60,0]
["2015-06-11T23:59:59.999",24.7,20,0,0,0,80.245116709502383,-22.92035139266055,153.12447196748181,257,0,5.3939814727585382,null,45,"","","",0]
["2015-06-12T03:59:59.999",18.899999999999999,28,5.5555555555555554,2.7777777777777777,5.5555555555555554,55.488553266430245,-20.507082477884044,-147.63796447118764,44,3,5.4007721202869625,null,45,"","","",5.5555555555555554]
["2015-06-12T06:59:59.999",16.600000000000001,36,172.22222222222223,30.555555555555554,155.55555555555554,73.647257848783966,5.7390628092763745,-115.29823725439041,195,3,5.4058767512461756,null,985,27,"",60,172.22222222222223]
["2015-06-12T09:59:59.999",23,32,880.55555555555554,708.33333333333337,252.77777777777777,71.144104949193718,39.564330349194705,-89.169337071440168,51,3,5.4109913376451626,null,145,27,"",60,880.55555555555554]
["2015-06-12T13:59:59.999",30.4,14,694.44444444444446,508.33333333333331,288.88888888888886,95.397696383319214,73.835331925022786,10.088014261282725,354,3,5.417826231479637,null,145,27,"",60,694.44444444444446]
["2015-06-12T16:59:59.999",31.2,11,186.11111111111111,144.44444444444443,136.11111111111111,98.492649975073903,46.468299828209553,83.101103270392031,27,4,5.422963955064934,null,445,27,"",60,186.11111111111111]
["2015-06-12T19:59:59.999",27.8,20,0,0,0,70.115111126977467,12.124243777039695,110.08574811113957,64,4,5.4281115549739072,null,505,27,"",60,0]
["2015-06-12T20:59:59.999",26.6,22,0,0,0,93.741012562096444,1.5408680161465855,118.99784926239009,0,0,5.4298296122306686,null,505,27,"",60,0]
["2015-06-13T00:59:59.999",23.7,27,0,0,0,55.282346037720401,-26.69042761402412,167.63781380356679,250,0,5.4367127707862446,null,45,"","","",0]
["2015-06-13T04:59:59.999",19,34,41.666666666666664,11.111111111111111,38.888888888888886,85.053799573787956,-13.232067718801757,-135.450028217165,102,2,5.4436133740739567,null,45,"","","",41.666666666666664]
["2015-06-13T07:59:59.999",19.8,39,180.55555555555554,16.666666666666668,169.44444444444443,71.596709818588295,16.598853040084297,-106.70984354140637,301,2,5.4488002404810612,null,385,27,"",60,180.55555555555554]
["2015-06-13T10:59:59.999",24.2,33,458.33333333333337,83.333333333333329,380.55555555555554,70.256211502303927,51.119107806196737,-78.51985832469127,33,2,5.4539968635862923,null,145,27,"",60,458.33333333333337]
["2015-06-13T14:59:59.999",29.3,18,625,658.33333333333337,180.55555555555554,97.457607192646208,67.955644961060145,49.135251359430129,90,4,5.4609408298857032,null,145,27,"",60,625]
["2015-06-13T17:59:59.999",30.3,16,88.888888888888886,127.77777777777777,66.666666666666671,79.76365274670593,34.920219943475111,92.970756472449793,150,4,5.466160124971168,null,1105,27,"",60,88.888888888888886]
["2015-06-13T21:59:59.999",26.5,22,0,0,0,72.130487788635662,-8.0401798938068421,128.86858399390565,218,4,5.473134232954342,null,445,27,"",60,0]
["2015-06-13T22:59:59.999",25.1,23,0,0,0,74.647103504908955,-16.34862155951668,140.12865677140883,16,4,5.4748804410916501,null,445,"","","",0]
["2015-06-14T01:59:59.999",21.2,24,0,0,0,76.636849045923441,-27.582476030946506,-176.95676131277597,118,4,5.4801254858717527,null,45,"","","",0]
["2015-06-14T05:59:59.999",17.899999999999999,22,86.111111111111114,13.888888888888889,80.555555555555557,59.867943097280488,-4.3227299051100951,-124.86790781014932,229,3,5.4871338261759321,null,45,"","","",86.111111111111114]
["2015-06-14T08:59:59.999",20.8,21,555.55555555555554,252.77777777777777,352.77777777777777,52.327924182123354,27.942931910319899,-98.33043904653195,157,4,5.4924012603038985,null,385,27,"",60,555.55555555555554]
["2015-06-14T11:59:59.999",23.5,23,127.77777777777777,2.7777777777777777,125,49.096999656738376,62.121307418589588,-63.375266050089003,62,4,5.4976782492512868,null,145,27,"",60,127.77777777777777]
["2015-06-14T15:59:59.999",32.9,22,369.44444444444446,316.66666666666669,202.77777777777777,70.453618434733187,57.932389929716031,70.196141375316245,204,7,5.5047290553303521,null,145,27,"",60,369.44444444444446]
["2015-06-14T18:59:59.999",29,20,8.3333333333333339,5.5555555555555554,8.3333333333333339,79.577949123572409,23.456062740051941,101.65484815406933,50,7,5.5100282437622017,null,1105,27,"",60,8.3333333333333339]
["2015-06-14T22:59:59.999",21.9,31,0,0,0,80.700179193125848,-16.277612663273771,140.11663084799639,67,2,5.5171085601861138,null,445,"","","",0]
["2015-06-14T23:59:59.999",20.8,37,0,0,0,72.327924182123354,-22.698809625530611,153.05645012256397,44,2,5.5188812639101599,null,45,"","","",0]
["2015-06-15T02:59:59.999",18.2,54,0,0,0,54.548056251563708,-25.391743513188523,-161.80942571691628,360,2,5.5242056595760669,null,45,"","","",0]
["2015-06-15T06:59:59.999",16.2,61,244.44444444444443,88.888888888888886,197.22222222222223,58.444970638935615,5.7326091140425337,-115.51498133011401,7,2,5.531319483513335,null,985,27,"",60,244.44444444444443]
["2015-06-15T09:59:59.999",18.899999999999999,49,716.66666666666663,380.55555555555554,377.77777777777777,67.488553266430245,39.528307425756992,-89.445208239171492,159,2,5.5366657917302913,null,145,27,"",60,716.66666666666663]
["2015-06-15T13:59:59.999",25,22,711.11111111111109,538.88888888888891,280.55555555555554,64.045699965390668,74.014877534649685,9.655926715938147,191,2,5.5438087426414917,null,145,27,"",60,711.11111111111109]
["2015-06-15T16:59:59.999",28.3,17,316.66666666666674,677.77777777777771,75,62.213802024087613,46.676730903146073,83.182186696407371,168,7,5.549176828637183,null,445,27,"",60,316.66666666666674]
["2015-06-15T19:59:59.999",25.2,26,0,0,0,75.24911228107544,12.336410372453988,110.12584678608074,50,7,5.5545542065736218,null,505,27,"",60,0]
["2015-06-15T21:59:59.999",23,35,0,0,0,50.144104949193718,-7.9011274465456856,128.86139011251083,231,3,5.5581442750936771,null,445,27,"",60,0]
["2015-06-16T00:59:59.999",20.8,47,0,0,0,58.327924182123354,-26.526405716878518,167.50576675188145,264,3,5.5635370842479483,null,45,"","","",0]
["2015-06-16T03:59:59.999",18,64,2.7777777777777777,0,2.7777777777777777,60.427403919608935,-20.415558710062012,-147.91852112164267,357,0,5.5689391188530113,null,45,"","","",2.7777777777777777]
["2015-06-16T07:59:59.999",17,80,552.77777777777771,441.66666666666663,252.77777777777777,47.858684745459072,16.563107441965396,-106.91738048313665,201,0,5.5761561391239596,null,385,27,"",60,552.77777777777771]
["2015-06-16T10:59:59.999",18.600000000000001,71,950,744.44444444444446,255.55555555555554,48.796294764846493,51.076571310507219,-78.834458203545694,12,0,5.5815796024377411,null,145,27,"",60,950]
["2015-06-16T14:59:59.999",23.1,49,672.22222222222217,808.33333333333326,125,54.733488790771446,68.156425087044141,49.073699262095424,0,0,5.5888251032609322,null,145,27,"",60,672.22222222222217]
["2015-06-16T17:59:59.999",24.6,53,125,336.11111111111109,63.888888888888886,55.646130060033954,35.118392599482291,93.0191287858664,101,0,5.5942698585661557,null,1105,27,"",60,125]
["2015-06-16T20:59:59.999",18.899999999999999,64,0,0,0,51.488553266430245,1.8186588669847958,119.01523546659554,0,0,5.5997236970252064,null,505,27,"",60,0]
["2015-06-16T22:59:59.999",17.3,67,0,0,0,41.523268026848541,-16.152040079242205,140.07982888966919,257,0,5.6033646230594059,null,445,"","","",0]
["2015-06-17T01:59:59.999",16.8,66,0,0,0,41.751827258828712,-27.469739383725059,-177.12845476638211,82,0,5.6088335439718549,null,45,"","","",0]
["2015-06-17T04:59:59.999",13.2,69,97.222222222222229,150,69.444444444444443,52.216604429810957,-13.20829881755153,-135.71677205515374,312,0,5.6143114806062684,null,45,"","","",97.222222222222229]
["2015-06-17T08:59:59.999",17.8,66,755.55555555555554,638.88888888888891,244.44444444444443,59.309058642500986,27.885344844474687,-98.534691203688553,0,0,5.621629376730894,null,385,27,"",60,755.55555555555554]
["2015-06-17T11:59:59.999",23.3,45,866.66666666666663,566.66666666666663,338.88888888888886,58.914048317209392,62.087877197863733,-63.773846127632396,71,0,5.6271282513417482,null,145,27,"",60,866.66666666666663]
["2015-06-17T15:59:59.999",28.4,21,441.66666666666663,530.55555555555554,161.11111111111111,87.835393444727401,58.121760090577972,70.206642280277322,158,2,5.6344739724396113,null,145,27,"",60,441.66666666666663]
["2015-06-17T18:59:59.999",27.1,21,13.888888888888889,22.222222222222221,13.888888888888889,49.802814688346473,23.644830422935541,101.67239499390428,155,2,5.6399936464086249,null,1105,27,"",60,13.888888888888889]
["2015-06-17T21:59:59.999",26,30,0,0,0,63.087019749532658,-7.7815761889914814,128.83479560810713,160,3,5.6455221918240523,null,445,27,"",60,0]
["2015-06-17T23:59:59.999",23.7,37,0,0,0,68.282346037720401,-22.532205727120793,152.95874204101131,134,3,5.649212804709749,null,45,"","","",0]
[{"$f":"A4039+1/24","v":"2015-06-18T02:59:59.999"},19.3,52,0,0,0,36.753024481204704,-25.335451432349608,-161.99637569266335,225,2,5.6547560789646933,null,45,"","","",0]
["2015-06-18T06:59:59.999",18.5,75,422.22222222222223,458.33333333333331,180.55555555555554,51.233367413756127,5.683481893387949,-115.6869845866661,180,2,5.6621608005649104,null,985,27,"",60,422.22222222222223]
["2015-06-18T09:59:59.999",17.2,87,800,530.55555555555554,330.55555555555554,57.967833466275181,39.45574632605517,-89.655916634296787,93,2,5.6677245753777727,null,145,27,"",60,800]
["2015-06-18T12:59:59.999",15.9,91,825,580.55555555555554,311.11111111111109,57.799237979963664,71.157672290618578,-37.179272450102857,258,2,5.6732970932390412,null,445,27,"",60,825]
["2015-06-18T16:59:59.999",14.8,76,266.66666666666669,402.77777777777777,122.22222222222221,32.808576678427528,46.854778446902763,83.185455235585479,213,4,5.6807406727505478,null,445,27,"",60,266.66666666666669]
["2015-06-18T18:59:59.999",15,65,11.111111111111111,11.111111111111111,11.111111111111111,42.892695131966207,23.700562474463965,101.66550095261745,348,4,5.6844682548603478,null,1105,27,"",60,11.111111111111111]
["2015-06-18T23:59:59.999",15.9,56,0,0,0,37.799237979963664,-22.489076190001168,152.91992702265154,249,4,5.6938040429669661,null,45,"","","",0]
["2015-06-19T00:59:59.999",15.1,58,0,0,0,59.435601571221468,-26.422281504050495,167.35821057954539,39,4,5.6956740785330204,null,45,"","","",0]
["2015-06-19T03:59:59.999",12.3,65,11.111111111111111,11.111111111111111,11.111111111111111,37.446486658325284,-20.412514485945565,-148.09795174519039,16,5,5.701289923808039,null,45,"","","",11.111111111111111]
["2015-06-19T07:59:59.999",12.9,66,588.88888888888891,536.11111111111109,225,63.621558061846258,16.488570201474175,-107.07464779897904,73,5,5.7087910715533949,null,385,27,"",60,588.88888888888891]
["2015-06-19T10:59:59.999",14.9,56,852.77777777777783,538.88888888888891,350,62.350353631716928,50.996496206546993,-79.069665595927688,149,6,5.7144269141298265,null,145,27,"",60,852.77777777777783]
["2015-06-19T13:59:59.999",15.8,43,744.44444444444446,611.11111111111109,255.55555555555554,67.251797898657628,74.158715709740292,8.999144032582759,211,6,5.7200712835164254,null,145,27,"",60,744.44444444444446]
["2015-06-19T17:59:59.999",17.8,37,111.11111111111111,225,69.444444444444443,83.309058642500986,35.286003463495902,93.002072505558473,253,10,5.7276103281162491,null,1105,27,"",60,111.11111111111111]
["2015-06-19T19:59:59.999",16.3,40,0,0,0,67.994686975421814,12.565298463345215,110.09824399680994,34,10,5.7313854981439469,null,505,27,"",60,0]
["2015-06-19T22:59:59.999",14.1,47,0,0,0,79.031912416940202,-16.005598254928358,139.99374227510589,203,7,5.7370552909985033,null,445,"","","",0]
["2015-06-20T01:59:59.999",12.8,52,0,0,0,57.090989927550197,-27.418534338674313,-177.2994121143534,149,7,5.7427335058907367,null,45,"","","",0]
["2015-06-20T04:59:59.999",11.6,49,63.888888888888886,44.444444444444443,55.555555555555557,62.76745608681523,-13.250071442460861,-135.87556721640803,267,5,5.7484201165297319,null,45,"","","",63.888888888888886]
["2015-06-20T08:59:59.999",15,36,569.44444444444446,275,350,57.892695131966207,27.791847997042577,-98.68169970409113,337,3,5.7560152785850525,null,385,27,"",60,569.44444444444446]
["2015-06-20T11:59:59.999",19.399999999999999,26,736.11111111111109,347.22222222222223,411.11111111111109,62.320596104664332,62.011670119599501,-64.074310727899729,238,3,5.7617213768392475,null,145,27,"",60,736.11111111111109]
["2015-06-20T14:59:59.999",22.4,18,458.33333333333337,252.77777777777777,286.11111111111109,67.6203194179364,68.352817674460269,48.815438487759195,22,7,5.7674357829237559,null,145,27,"",60,458.33333333333337]
["2015-06-20T16:59:59.999",23.5,16,163.88888888888889,91.666666666666671,130.55555555555554,55.096999656738376,46.955614572993035,83.144701384367622,190,7,5.7712499893770399,null,445,27,"",60,163.88888888888889]
["2015-06-20T22:59:59.999",18.899999999999999,33,0,0,0,70.488553266430245,-15.968161719662834,139.95708288568542,256,3,5.7827146138718302,null,445,"","","",0]
["2015-06-20T23:59:59.999",17.600000000000001,39,0,0,0,60.193017251752735,-22.421646479016523,152.8333878349676,272,3,5.7846285833827196,null,45,"","","",0]
["2015-06-21T02:59:59.999",13.6,55,0,0,0,63.351145382627749,-25.338940277917125,-162.16690302980504,292,1,5.790375955820811,null,45,"","","",0]
["2015-06-21T05:59:59.999",11,59,55.555555555555557,2.7777777777777777,55.555555555555557,57.635522112048363,-4.4311842379976136,-125.24523977537196,123,1,5.7961315034145819,null,45,"","","",55.555555555555557]
["2015-06-21T09:59:59.999",18.3,46,236.11111111111111,13.888888888888889,225,57.109248553856162,39.348726182251866,-89.799519946723649,156,2,5.8038182377163849,null,145,27,"",60,236.11111111111111]
["2015-06-21T12:59:59.999",23.5,28,352.77777777777777,44.444444444444443,313.88888888888886,74.096999656738376,71.112266509075795,-37.634907457293451,84,2,5.8095927569733119,null,445,27,"",60,352.77777777777777]
["2015-06-21T15:59:59.999",27.1,16,169.44444444444443,30.555555555555554,152.77777777777777,86.802814688346473,58.318404564744561,70.071885919855774,301,4,5.8153753624094913,null,145,27,"",60,169.44444444444443]
["2015-06-21T17:59:59.999",27.4,16,55.555555555555557,27.777777777777779,50,55.647253270343128,35.379773414514439,92.954764410631256,288,4,5.8192349118017663,null,1105,27,"",60,55.555555555555557]
["2015-06-21T23:59:59.999",22,34,0,0,0,51.283020993698869,-22.397411908273096,152.78581829716299,149,3,5.8308349722697752,null,45,"","","",0]
["2015-06-22T00:59:59.999",21,38,0,0,0,76.481209192312917,-26.378616920368895,167.19734943068647,311,3,5.8327714278645191,null,45,"","","",0]
["2015-06-22T03:59:59.999",18.100000000000001,46,11.111111111111111,11.111111111111111,11.111111111111111,68.987441505615209,-20.464905968282185,-148.24858009133058,189,3,5.8385861099025993,null,45,"","","",11.111111111111111]
["2015-06-22T06:59:59.999",17.3,48,447.22222222222223,550,158.33333333333334,79.523268026848541,5.5542971457205121,-115.84386106567138,258,3,5.8444087438767287,null,985,27,"",60,447.22222222222223]
["2015-06-22T10:59:59.999",20.399999999999999,40,830.55555555555554,497.22222222222223,366.66666666666669,62.028405889600776,50.881094650105439,-79.223109528922933,7,2,5.8521845789184139,null,145,27,"",60,830.55555555555554]
["2015-06-22T13:59:59.999",22.3,30,761.11111111111109,650,238.88888888888889,67.035104324896793,74.193864272590744,8.4622632307704624,348,2,5.8580256625037181,null,145,27,"",60,761.11111111111109]
["2015-06-22T18:59:59.999",25.4,22,13.888888888888889,22.222222222222221,13.888888888888889,93.454947167197474,23.885591037979893,101.57519766591118,38,5,5.8677782593921837,null,1105,27,"",60,13.888888888888889]
["2015-06-22T21:59:59.999",23.2,29,0,0,0,81.323469779041432,-7.5711915025812679,128.68643876104039,298,0,5.8736402479206387,null,445,27,"",60,0]
["2015-06-23T00:59:59.999",19.5,45,0,0,0,73.888750051894647,-26.377566187704456,167.14115518068098,317,0,5.8795100260796715,null,45,"","","",0]
["2015-06-23T01:59:59.999",18,51,0,0,0,71.427403919608935,-27.428906107691652,-177.46740718105951,79,0,5.8814683451319922,null,45,"","","",0]
["2015-06-23T04:59:59.999",14.1,62,122.22222222222221,311.11111111111109,63.888888888888886,65.031912416940202,-13.341679167296634,-135.99693631550184,183,2,5.8873484671822132,null,45,"","","",122.22222222222221]
["2015-06-23T07:59:59.999",15.1,62,197.22222222222223,19.444444444444443,183.33333333333334,61.435601571221468,16.331956119589851,-107.20346864034872,251,2,5.8932363153920759,null,385,27,"",60,197.22222222222223]
["2015-06-23T11:59:59.999",21.5,40,300,22.222222222222221,280.55555555555554,71.374731165618414,61.894938721423351,-64.272880395873244,109,3,5.9010987510185888,null,145,27,"",60,300]
["2015-06-23T14:59:59.999",25.2,21,130.55555555555557,5.5555555555555554,127.77777777777777,50.24911228107544,68.444127935275986,48.493975649405847,90,3,5.9070045208555664,null,145,27,"",60,130.55555555555557]
["2015-06-23T19:59:59.999",25.4,19,0,0,0,84.454947167197474,12.728329407607202,109.98041038358278,129,3,5.9168644240630837,null,505,27,"",60,0]
["2015-06-23T22:59:59.999",21.6,35,0,0,0,77.955206098877738,-15.890612682414583,139.82419316870167,252,1,5.9227904934369295,null,445,"","","",0]
["2015-06-24T01:59:59.999",16.899999999999999,57,0,0,0,76.304969795271575,-27.446026130483844,-177.52236126009731,178,1,5.9287241248689693,null,45,"","","",0]
["2015-06-24T02:59:59.999",15.4,63,0,0,0,43.06771444552902,-25.401746318736521,-162.31885500314993,0,0,5.9307036777228541,null,45,"","","",0]
["2015-06-24T05:59:59.999",13,73,52.777777777777779,2.7777777777777777,52.777777777777779,47.152682930749222,-4.5522217051226184,-125.33576789244107,161,0,5.9366473491565213,null,45,"","","",52.777777777777779]
["2015-06-24T08:59:59.999",17.8,67,500,186.11111111111111,350,62.309058642500986,27.614747652939087,-98.786123961048332,202,3,5.9425985184892385,null,385,27,"",60,500]
["2015-06-24T12:59:59.999",25.5,35,155.55555555555554,2.7777777777777777,152.77777777777777,66.058774089414214,71.013482542975993,-37.986737842251927,17,3,5.9505450267009392,null,445,27,"",60,155.55555555555554]
["2015-06-24T16:59:59.999",29.4,14,250,319.44444444444446,133.33333333333334,80.085404139172852,47.111684021323775,82.961714598027456,208,5,5.9585047501102677,null,445,27,"",60,250]
["2015-06-24T20:59:59.999",26.2,18,0,0,0,85.302577429636131,2.1604024656685161,118.79968467633545,202,4,5.9664776231979317,null,505,27,"",60,0]
["2015-06-24T23:59:59.999",22.8,28,0,0,0,70.967127093976728,-22.362971945650528,152.62684386613816,31,4,5.9724658680150817,null,45,"","","",0]
["2015-06-25T02:59:59.999",18.5,41,0,0,0,62.233367413756127,-25.435754216700232,-162.36500590290569,202,2,5.9784614448866229,null,45,"","","",0]
["2015-06-25T03:59:59.999",16.8,47,5.5555555555555554,2.7777777777777777,5.5555555555555554,79.751827258828712,-20.571802106413333,-148.36840823328305,44,2,5.9804615950587827,null,45,"","","",5.5555555555555554]
["2015-06-25T06:59:59.999",15.4,59,155.55555555555554,22.222222222222221,144.44444444444443,57.06771444552902,5.4118695856724175,-115.90526402297775,65,2,5.9864669048142405,null,985,27,"",60,155.55555555555554]
["2015-06-25T10:59:59.999",22.5,44,377.77777777777777,47.222222222222221,333.33333333333331,65.206128839043913,50.7325520818748,-79.293106515529942,243,2,5.9944852842538356,null,145,27,"",60,377.77777777777777]
["2015-06-25T13:59:59.999",27.4,21,341.66666666666669,58.333333333333329,294.44444444444446,69.647253270343128,74.166108322364664,7.9029285239079057,89,2,6.0005075075628582,null,145,27,"",60,341.66666666666669]
["2015-06-25T17:59:59.999",27.4,27,50,19.444444444444443,47.222222222222221,73.647253270343128,35.521502897127462,92.775535761504614,331,5,6.008548337267178,null,1105,27,"",60,50]
["2015-06-25T21:59:59.999",19.2,54,0,0,0,36.186034783481205,-7.5078307489915073,128.54375940668356,97,5,6.0166019047234185,null,445,27,"",60,0]
["2015-06-26T00:59:59.999",17.7,63,0,0,0,54.750750159276947,-26.415045884808112,166.96599869628565,208,5,6.0226503995905905,null,45,"","","",0]
["2015-06-26T03:59:59.999",17,69,5.5555555555555554,2.7777777777777777,5.5555555555555554,72.858684745459072,-20.619357388843802,-148.40116624030554,134,3,6.0287059941508847,null,45,"","","",5.5555555555555554]
["2015-06-26T04:59:59.999",16.7,72,41.666666666666664,13.888888888888889,38.888888888888886,40.199256741498004,-13.481794822069872,-136.07910393874354,303,3,6.0307260985353954,null,45,"","","",41.666666666666664]
["2015-06-26T07:59:59.999",17.2,75,200,22.222222222222221,186.11111111111111,54.967833466275181,16.174042267218287,-107.23776178140561,111,3,6.0367911157324921,null,385,27,"",60,200]
["2015-06-26T11:59:59.999",21.1,54,344.44444444444446,36.111111111111107,311.11111111111109,62.05873456353396,61.73987793524514,-64.367022638720115,21,3,6.0448887425897526,null,145,27,"",60,344.44444444444446]
["2015-06-26T14:59:59.999",25.4,31,161.11111111111111,11.111111111111111,152.77777777777777,75.454947167197474,68.485278404926206,48.06906836401253,292,1,6.0509701292268971,null,145,27,"",60,161.11111111111111]
["2015-06-26T18:59:59.999",28.3,23,5.5555555555555554,2.7777777777777777,5.5555555555555554,67.213802024087613,24.00656269019213,101.38683080344137,224,1,6.0590894798677297,null,1105,27,"",60,5.5555555555555554]
["2015-06-26T22:59:59.999",23.1,41,0,0,0,63.733488790771446,-15.866024813110709,139.65844467584969,166,2,6.0672211522385178,null,445,"","","",0]
["2015-06-27T01:59:59.999",18.5,57,0,0,0,70.233367413756127,-27.538225609506696,-177.68293494536712,45,2,6.0733279523903034,null,45,"","","",0]
["2015-06-27T02:59:59.999",17.2,59,0,0,0,69.967833466275181,-25.523205840373898,-162.45008232451093,247,1,6.0753650794045928,null,45,"","","",0]
["2015-06-27T05:59:59.999",15,50,25,0,25,64.892695131966207,-4.7157077450694311,-125.38133078227315,89,1,6.0814810266662711,null,45,"","","",25]
["2015-06-27T08:59:59.999",21.3,34,111.11111111111111,2.7777777777777777,108.33333333333333,70.215553039965073,27.445225905554693,-98.794293921238349,360,9,6.0876038012271927,null,385,27,"",60,111.11111111111111]
["2015-06-27T12:59:59.999",26.5,24,358.33333333333331,47.222222222222221,316.66666666666669,56.130487788635662,70.863202312513806,-38.227956716348444,333,9,6.0957780718817194,null,445,27,"",60,358.33333333333331]
["2015-06-27T15:59:59.999",28.7,22,180.55555555555554,36.111111111111107,161.11111111111111,81.703881572920636,58.483730544169582,69.559692133220238,90,7,6.1019166665059243,null,145,27,"",60,180.55555555555554]
["2015-06-27T19:59:59.999",26.9,22,0,0,0,81.576256553505061,12.821250717589985,109.77565389683187,213,7,6.1101119274780524,null,505,27,"",60,0]
["2015-06-27T23:59:59.999",23.6,30,0,0,0,86.689373265190227,-22.386410140106257,152.44511217193468,285,3,6.1183190901963735,null,45,"","","",0]
["2015-06-28T02:59:59.999",20.6,41,0,0,0,61.176990814208978,-25.576583566217611,-162.48885035569492,225,4,6.1244822321205348,null,45,"","","",0]
["2015-06-28T03:59:59.999",19,46,8.3333333333333339,5.5555555555555554,8.3333333333333339,57.053799573787956,-20.732078765195549,-148.45547599934525,353,4,6.1265380871048372,null,45,"","","",8.3333333333333339]
["2015-06-28T06:59:59.999",17.2,57,180.55555555555554,36.111111111111107,161.11111111111111,75.967833466275181,5.2324566871916627,-115.91703789994313,146,4,6.1327100602793267,null,985,27,"",60,180.55555555555554]
["2015-06-28T09:59:59.999",18.899999999999999,54,772.22222222222229,483.33333333333331,344.44444444444446,49.488553266430245,38.976820528626646,-89.866028631766582,252,5,6.1388886235556015,null,145,27,"",60,772.22222222222229]
["2015-06-28T13:59:59.999",24.2,31,666.66666666666663,433.33333333333331,319.44444444444446,68.256211502303927,74.075280462141691,7.3358187275967586,321,5,6.1471369097438053,null,145,27,"",60,666.66666666666663]
["2015-06-28T16:59:59.999",28,26,194.44444444444446,147.22222222222223,141.66666666666666,78.352735884503431,47.20284285098495,82.646972970561677,162,6,6.1533307386199931,null,445,27,"",60,194.44444444444446]
["2015-06-28T20:59:59.999",21.5,35,0,0,0,69.374731165618414,2.2164357088069133,118.57374356486569,270,5,6.1615992749108388,null,505,27,"",60,0]
["2015-06-29T00:59:59.999",19.7,39,0,0,0,56.026806510482174,-26.513522188426951,166.78269345780663,327,5,6.1698792891373611,null,45,"","","",0]
["2015-06-29T03:59:59.999",17.8,42,5.5555555555555554,2.7777777777777777,5.5555555555555554,41.309058642500986,-20.797145724433168,-148.47688729962124,87,6,6.1760967912061542,null,45,"","","",5.5555555555555554]
["2015-06-29T04:59:59.999",16.8,44,94.444444444444443,158.33333333333334,66.666666666666671,48.751827258828712,-13.668918345870237,-136.12038473883035,78,6,6.1781707131438459,null,45,"","","",94.444444444444443]
["2015-06-29T07:59:59.999",18.3,47,591.66666666666663,561.11111111111109,213.88888888888889,63.109248553856162,15.983657232354032,-107.21750219154353,193,6,6.184396727763902,null,385,27,"",60,591.66666666666663]
["2015-06-29T10:59:59.999",22.9,39,652.77777777777771,244.44444444444443,425,64.555317851239693,50.486597122918937,-79.25498028667937,119,1,6.1906290931693784,null,145,27,"",60,652.77777777777771]
["2015-06-29T13:59:59.999",26.7,25,741.66666666666663,597.22222222222217,261.11111111111109,79.352148675393494,74.031006644416408,7.1475926962398528,252,1,6.1968677805035686,null,145,27,"",60,741.66666666666663]
["2015-06-29T18:59:59.999",29.5,13,11.111111111111111,11.111111111111111,11.111111111111111,83.713823900074146,24.052619461348442,101.18345193946055,209,5,6.2072795629887523,null,1105,27,"",60,11.111111111111111]
["2015-06-29T22:59:59.999",24,23,0,0,0,71.064863379317671,-15.895288765766303,139.4618128972453,197,2,6.2156214850730755,null,445,"","","",0]
["2015-06-30T01:59:59.999",18.5,34,0,0,0,70.233367413756127,-27.691333213929049,-177.83535435326007,335,2,6.2218851709716239,null,45,"","","",0]
["2015-06-30T04:59:59.999",14.1,41,72.222222222222214,72.222222222222214,58.333333333333329,75.031912416940202,-13.741456618710352,-136.12478280391196,208,0,6.2281550340789549,null,45,"","","",72.222222222222214]
["2015-06-30T05:59:59.999",13.6,41,233.33333333333331,288.88888888888886,130.55555555555554,44.351145382627749,-4.9198683567278811,-125.38055754679708,158,0,6.2302463561443622,null,45,"","","",233.33333333333331]
["2015-06-30T08:59:59.999",19.7,36,277.77777777777777,33.333333333333336,250,64.026806510482174,27.246527495604649,-98.741475634171238,0,0,6.2365244103668598,null,385,27,"",60,277.77777777777777]
["2015-06-30T11:59:59.999",27.2,23,413.88888888888886,61.111111111111107,358.33333333333331,76.417013623065657,61.477102483684078,-64.32799886173737,21,0,6.2428085740164523,null,145,27,"",60,413.88888888888886]
["2015-06-30T14:59:59.999",31.7,9,475,277.77777777777777,286.11111111111109,90.697465561428658,68.458818156606711,47.354814719827644,270,3,6.2490988179965985,null,145,27,"",60,475]
["2015-06-30T19:59:59.999",30.5,8,0,0,0,86.032366958211412,12.842581669919971,109.56740845103168,72,3,6.2595959906923948,null,505,27,"",60,0]
["2015-06-30T23:59:59.999",26.9,46,0,0,0,60.576256553505061,-22.468176531136667,152.24273170140495,297,0,6.2680057405334804,null,45,"","","",0]
["2015-07-01T02:59:59.999",15,78,0,0,0,51.892695131966207,-25.774879579700809,-162.5891380007584,225,2,6.2743200143094109,null,45,"","","",0]
["2015-07-01T05:59:59.999",13,87,63.888888888888886,5.5555555555555554,61.111111111111107,44.152682930749222,-4.9966362999911,-125.36978877379012,163,2,6.2806402225136013,null,45,"","","",63.888888888888886]
["2015-07-01T06:59:59.999",14.2,85,144.44444444444443,19.444444444444443,133.33333333333334,59.569748507383451,5.0180062378362065,-115.87812921011468,171,2,6.2827482722864127,null,985,27,"",60,144.44444444444443]
["2015-07-01T09:59:59.999",19.3,69,283.33333333333331,25,261.11111111111109,45.753024481204704,38.770060923012849,-89.777584281335109,133,0,6.2890763475359943,null,145,27,"",60,283.33333333333331]
["2015-07-01T15:59:59.999",26.1,29,133.33333333333334,13.888888888888889,125,51.694493938565245,58.50014321883809,69.022617493778284,290,3,6.3017500670213753,null,145,27,"",60,133.33333333333334]
["2015-07-01T17:59:59.999",25.7,29,69.444444444444443,50,61.111111111111107,76.268248923833426,35.610814845946862,92.30278724087006,77,3,6.3059798139350267,null,1105,27,"",60,69.444444444444443]
["2015-07-01T20:59:59.999",23.2,42,0,0,0,66.323469779041432,2.2054208880209796,118.35593613409006,157,3,6.3123292547842471,null,505,27,"",60,0]
["2015-07-02T00:59:59.999",18.8,69,0,0,0,72.923887294034046,-26.672889937905218,166.59341573889478,71,3,6.3208041284051646,null,45,"","","",0]
["2015-07-02T03:59:59.999",15.7,83,2.7777777777777777,0,2.7777777777777777,30.704925897627959,-21.02653205186175,-148.51732258930107,9,2,6.3271669598374887,null,45,"","","",2.7777777777777777]
["2015-07-02T06:59:59.999",15.2,81,47.222222222222221,0,47.222222222222221,56.979073341665014,4.9390843144597953,-115.85374483937834,151,2,6.3335354810094611,null,985,27,"",60,47.222222222222221]
["2015-07-02T07:59:59.999",16.5,77,141.66666666666666,8.3333333333333339,136.11111111111111,60.095830186326168,15.762833463663384,-107.1419460846321,17,2,6.3356595806909226,null,385,27,"",60,141.66666666666666]
["2015-07-02T10:59:59.999",21.3,55,155.55555555555554,2.7777777777777777,152.77777777777777,48.215553039965073,50.268808446948846,-79.127464348305324,12,1,6.3420356423090292,null,145,27,"",60,155.55555555555554]
["2015-07-02T16:59:59.999",27,30,13.888888888888889,0,13.888888888888889,68.189229134663606,47.22419867069145,82.206338029475745,139,4,6.3548045986839981,null,445,27,"",60,13.888888888888889]
["2015-07-02T18:59:59.999",25.7,39,5.5555555555555554,2.7777777777777777,5.5555555555555554,64.268248923833426,24.058463287937624,100.92894638235884,63,4,6.3590658729589968,null,1105,27,"",60,5.5555555555555554]
["2015-07-02T21:59:59.999",22,54,0,0,0,70.283020993698869,-7.551336278151318,128.06607334788086,254,6,6.3654624000002009,null,445,27,"",60,0]
["2015-07-03T01:59:59.999",18.100000000000001,68,0,0,0,58.987441505615209,-27.904736161667596,-177.97743276399348,287,6,6.3739996724848469,null,45,"","","",0]
["2015-07-03T04:59:59.999",15.6,73,22.222222222222221,2.7777777777777777,22.222222222222221,41.158621583740228,-13.988651535255524,-136.10911257880989,78,2,6.3804090157398905,null,45,"","","",22.222222222222221]
["2015-07-03T07:59:59.999",16.600000000000001,71,136.11111111111111,8.3333333333333339,130.55555555555554,61.647257848783966,15.682816133952825,-107.1043812277547,316,2,6.386823802216556,null,385,27,"",60,136.11111111111111]
["2015-07-03T08:59:59.999",18,68,130.55555555555557,2.7777777777777777,127.77777777777777,67.427403919608935,27.020691935553419,-98.627241976535046,202,4,6.388963268847407,null,385,27,"",60,130.55555555555557]
["2015-07-03T13:59:59.999",25.8,38,83.333333333333329,0,83.333333333333329,70.873897649114099,73.784320964815066,6.4126676146905055,321,4,6.3996695860043182,null,145,27,"",60,83.333333333333329]
["2015-07-03T16:59:59.999",28.8,25,38.888888888888886,0,38.888888888888886,45.327950272920532,47.218072766475686,82.077365713321612,88,5,6.4061005238376731,null,445,27,"",60,38.888888888888886]
["2015-07-03T19:59:59.999",27.8,24,0,0,0,56.115111126977467,12.820814064361413,109.31438542345634,49,5,6.4125367859374407,null,505,27,"",60,0]
["2015-07-03T22:59:59.999",23.9,36,0,0,0,55.470090690694519,-16.01923345056581,139.1550572993325,141,4,6.4189783425028439,null,445,"","","",0]
[{"$f":"A4423+1/24","v":"2015-07-04T02:59:59.999"},18.3,57,0,0,0,70.109248553856162,-26.029534578060755,-162.66378992923055,0,0,6.427575268872082,null,45,"","","",0]
["2015-07-04T05:59:59.999",15.3,56,61.111111111111107,5.5555555555555554,58.333333333333329,60.523110835616194,-5.2520638556028665,-125.30538011736323,34,0,6.4340290631612804,null,45,"","","",61.111111111111107]
["2015-07-04T06:59:59.999",16.3,52,119.44444444444444,11.111111111111111,113.88888888888889,71.994686975421814,4.7705397484959233,-115.78769420374365,11,0,6.4361814838347904,null,985,27,"",60,119.44444444444444]
["2015-07-04T09:59:59.999",23.8,37,622.22222222222217,255.55555555555554,397.22222222222223,83.875918378214749,38.537768079439488,-89.618682651811312,272,0,6.4426421980839823,null,145,27,"",60,622.22222222222217]
["2015-07-04T14:59:59.999",30.9,11,477.77777777777777,283.33333333333331,283.33333333333331,87.577326905386428,68.335557173575253,46.492595931801397,225,2,6.4534214961015843,null,145,27,"",60,477.77777777777777]
["2015-07-04T17:59:59.999",32.9,10,130.55555555555557,344.44444444444446,63.888888888888886,101.45361843473319,35.595911475829794,91.979396356672041,186,2,6.4598958906729891,null,1105,27,"",60,130.55555555555557]
["2015-07-04T20:59:59.999",30.3,17,0,0,0,67.76365274670593,2.1476309906850406,118.09880911619047,225,2,6.4663753604308729,null,505,27,"",60,0]
["2015-07-04T23:59:59.999",25.7,27,0,0,0,64.268248923833426,-22.668320298227574,151.94437849765578,349,2,6.4728598753744029,null,45,"","","",0]
["2015-07-05T03:59:59.999",19.8,44,8.3333333333333339,5.5555555555555554,8.3333333333333339,69.596709818588295,-21.305980896338472,-148.52066470005406,84,0,6.4815136914686526,null,45,"","","",8.3333333333333339]
["2015-07-05T06:59:59.999",19.399999999999999,53,211.11111111111111,63.888888888888886,177.77777777777777,57.320596104664332,4.6810713838726334,-115.74598414040477,146,0,6.4880098617111521,null,985,27,"",60,211.11111111111111]
["2015-07-05T07:59:59.999",21.4,53,275,58.333333333333329,236.11111111111111,70.794846946278028,15.513624486188863,-107.01060789912168,258,0,6.4901763521701952,null,385,27,"",60,275]
["2015-07-05T11:59:59.999",31.1,32,391.66666666666663,52.777777777777779,341.66666666666669,62.853579256721446,61.064904031665719,-64.015457005645374,258,4,6.4988477861736147,null,145,27,"",60,391.66666666666663]
["2015-07-05T14:59:59.999",32.200000000000003,21,219.44444444444443,27.777777777777779,200,77.918089147048477,68.289174570417984,46.256982716020786,225,7,6.505357076220128,null,145,27,"",60,219.44444444444443]
["2015-07-05T18:59:59.999",25.1,48,5.5555555555555554,2.7777777777777777,5.5555555555555554,34.647103504908955,24.022504016973752,100.62547987569339,68,7,6.5140436917062958,null,1105,27,"",60,5.5555555555555554]
["2015-07-05T21:59:59.999",21.7,64,0,0,0,49.536272147083253,-7.65425854197753,127.8039452166051,165,6,6.5205642857860404,null,445,27,"",60,0]
["2015-07-06T00:59:59.999",21.6,59,0,0,0,60.955206098877738,-26.979543696863281,166.33543237173473,190,6,6.5270896741492672,null,45,"","","",0]
["2015-07-06T04:59:59.999",18.600000000000001,56,16.666666666666668,0,16.666666666666668,49.796294764846493,-14.278762691777652,-136.04906320117931,189,0,6.5357975975172637,null,45,"","","",16.666666666666668]
["2015-07-06T07:59:59.999",20.7,61,294.44444444444446,72.222222222222214,247.22222222222223,75.75216374286822,15.424602176465795,-106.95438576241719,225,0,6.5423340550071201,null,385,27,"",60,294.44444444444446]
["2015-07-06T08:59:59.999",23,60,383.33333333333337,88.888888888888886,313.88888888888886,63.144104949193718,26.769723898219748,-98.451481022011947,0,0,6.5445139186625774,null,385,27,"",60,383.33333333333337]
["2015-07-06T12:59:59.999",30.2,40,855.55555555555554,650,280.55555555555554,62.130235635368251,70.122028527690773,-38.255181019285921,10,0,6.5532385658380949,null,445,27,"",60,855.55555555555554]
["2015-07-06T15:59:59.999",27.5,34,447.22222222222223,533.33333333333337,163.88888888888889,86.263294800606161,58.406384367938195,68.150988682966869,278,7,6.5597874719780149,null,145,27,"",60,447.22222222222223]
["2015-07-06T19:59:59.999",21.9,55,0,0,0,52.700179193125848,12.754644864528863,109.01864581194437,157,7,6.5685265168590927,null,505,27,"",60,0]
["2015-07-06T22:59:59.999",20.3,70,0,0,0,57.454993094454437,-16.176456889140418,138.8941556569701,65,7,6.5750861387017858,null,445,"","","",0]
["2015-07-07T02:59:59.999",19.399999999999999,82,0,0,0,36.320596104664332,-26.339263467464974,-162.71078198191756,0,0,6.5838393609903703,null,45,"","","",0]
["2015-07-07T05:59:59.999",18,89,91.666666666666671,19.444444444444443,86.111111111111114,48.427403919608935,-5.543588918120169,-125.19207953451675,235,0,6.5904095331777288,null,45,"","","",91.666666666666671]
["2015-07-07T08:59:59.999",18.600000000000001,90,736.11111111111109,625,244.44444444444443,50.796294764846493,26.680821617137241,-98.379246264537841,0,0,6.5969841762554866,null,385,27,"",60,736.11111111111109]
["2015-07-07T09:59:59.999",18.899999999999999,88,750,452.77777777777777,352.77777777777777,45.488553266430245,38.281826594515067,-89.38966436872245,252,0,6.5991767122183731,null,145,27,"",60,750]
["2015-07-07T13:59:59.999",20.7,75,602.77777777777771,325,341.66666666666669,53.75216374286822,73.427564786961497,5.7293389747063026,255,0,6.6079517673404906,null,145,27,"",60,602.77777777777771]
["2015-07-07T16:59:59.999",22.5,76,94.444444444444443,16.666666666666668,88.888888888888886,64.206128839043913,47.145591216957463,81.49029540303502,27,1,6.614538183911761,null,445,27,"",60,94.444444444444443]
["2015-07-07T20:59:59.999",19.399999999999999,88,0,0,0,69.320596104664332,2.0420946075239166,117.80438053852924,0,0,6.6233268483329741,null,505,27,"",60,0]
["2015-07-07T23:59:59.999",18.3,90,0,0,0,27.109248553856162,-22.886767077177492,151.70187973098689,258,0,6.6299233888311537,null,45,"","","",0]
["2015-07-08T03:59:59.999",16.5,92,2.7777777777777777,0,2.7777777777777777,58.095830186326168,-21.633799973780604,-148.48519658313805,7,2,6.6387254410025731,null,45,"","","",2.7777777777777777]
["2015-07-08T06:59:59.999",15.7,96,116.66666666666666,11.111111111111111,111.11111111111111,45.704925897627959,4.3928158262922832,-115.5859093944914,146,2,6.6453319391388908,null,985,27,"",60,116.66666666666666]
["2015-07-08T09:59:59.999",19.100000000000001,85,130.55555555555557,2.7777777777777777,127.77777777777777,51.619626613596495,38.191567345150801,-89.297857328325122,6,2,6.6519426538673292,null,145,27,"",60,130.55555555555557]
["2015-07-08T10:59:59.999",20.6,76,122.22222222222221,2.7777777777777777,119.44444444444444,59.176990814208978,49.755477205455378,-78.620435169569021,174,2,6.6541471571741457,null,145,27,"",60,122.22222222222221]
["2015-07-08T14:59:59.999",26.6,37,44.444444444444443,0,44.444444444444443,61.741012562096444,68.111866883680108,45.509181563366077,292,5,6.6629697988097547,null,145,27,"",60,44.444444444444443]
["2015-07-08T18:59:59.999",28.4,26,19.444444444444443,61.111111111111107,16.666666666666668,64.835393444727401,23.943307390058802,100.27544329989432,48,5,6.6717997914234433,null,1105,27,"",60,19.444444444444443]
["2015-07-08T21:59:59.999",25.5,36,0,0,0,39.058774089414214,-7.8087111671801877,127.51024394971269,70,2,6.6784270662420955,null,445,27,"",60,0]
["2015-07-09T00:59:59.999",22.2,53,0,0,0,77.450483157807923,-27.279462067543005,166.14040607274271,92,2,6.6850584044178882,null,45,"","","",0]
["2015-07-09T04:59:59.999",17.100000000000001,67,8.3333333333333339,0,8.3333333333333339,54.412972504158972,-14.609820450468705,-135.94336017898553,334,2,6.6939064563587083,null,45,"","","",8.3333333333333339]
["2015-07-09T07:59:59.999",19,63,263.88888888888891,52.777777777777779,227.77777777777777,68.053799573787956,15.140735562313253,-106.74836166783862,118,2,6.7005471562644425,null,385,27,"",60,263.88888888888891]
[{"$f":"A4551+1/24","v":"2015-07-09T10:59:59.999"},26.5,46,350,38.888888888888886,313.88888888888886,68.130487788635662,49.660555736424122,-78.503779929418855,213,2,6.7071918171082645,null,145,27,"",60,350]
["2015-07-09T11:59:59.999",28.6,39,272.22222222222223,16.666666666666668,255.55555555555554,63.080432808658998,60.672939201327132,-63.558984368033443,136,2,6.7094075789476673,null,145,27,"",60,272.22222222222223]
["2015-07-09T15:59:59.999",28,29,430.55555555555554,480.55555555555554,175,66.352735884503431,58.285711345294061,67.53200949594509,263,2,6.7182749703632263,null,145,27,"",60,430.55555555555554]
["2015-07-09T19:59:59.999",21.6,55,0,0,0,41.955206098877738,12.642956845663363,108.68239181008742,306,2,6.7271492575204928,null,505,27,"",60,0]
["2015-07-09T22:59:59.999",19.5,70,0,0,0,72.888750051894647,-16.388992514747297,138.60902985005393,167,3,6.7338094542784876,null,445,"","","",0]
["2015-07-10T01:59:59.999",18.7,74,0,0,0,54.35980125924516,-28.632308329123507,-178.25681213748061,108,3,6.740473457965563,null,45,"","","",0]
["2015-07-10T05:59:59.999",15.7,78,111.11111111111111,36.111111111111107,100,54.704925897627959,-5.8691078008078472,-125.02909230075127,348,0,6.7493646647720942,null,45,"","","",111.11111111111111]
["2015-07-10T08:59:59.999",18.5,73,358.33333333333331,72.222222222222214,302.77777777777777,61.233367413756127,26.399361364032732,-98.121802291004315,247,3,6.7560374312708511,null,385,27,"",60,358.33333333333331]
["2015-07-10T12:59:59.999",24.2,47,463.88888888888886,105.55555555555556,369.44444444444446,57.256211502303927,69.661766796411598,-37.933251318718114,82,3,6.7649402097208071,null,445,27,"",60,463.88888888888886]
["2015-07-10T13:59:59.999",25.9,41,444.44444444444446,130.55555555555554,338.88888888888886,82.480154455387151,73.089196922960156,5.266519144495275,230,3,6.7671669246382509,null,145,27,"",60,444.44444444444446]
["2015-07-10T16:59:59.999",28.7,30,61.111111111111107,5.5555555555555554,58.333333333333329,71.703881572920636,47.039017957939464,80.97956157529002,295,2,6.7738494997944283,null,445,27,"",60,61.111111111111107]
["2015-07-10T20:59:59.999",23.7,40,0,0,0,82.282346037720401,1.8880482710925164,117.47474097901224,157,6,6.7827652281562072,null,505,27,"",60,0]
["2015-07-10T23:59:59.999",20.2,61,0,0,0,50.882166211507752,-23.163535359808812,151.44552414103134,335,6,6.7894562054083476,null,45,"","","",0]
["2015-07-11T02:59:59.999",18,77,0,0,0,48.427403919608935,-26.835371274599233,-162.72704177386575,247,3,6.7961507319374732,null,45,"","","",0]
["2015-07-11T06:59:59.999",17.899999999999999,71,244.44444444444443,102.77777777777777,191.66666666666666,39.867943097280488,4.0764293732587253,-115.37318761149004,233,3,6.805082234830496,null,985,27,"",60,244.44444444444443]
["2015-07-11T09:59:59.999",23.6,55,744.44444444444446,450,350,40.689373265190227,37.906828782047981,-88.976531160911875,255,1,6.8117849224355442,null,145,27,"",60,744.44444444444446]
["2015-07-11T13:59:59.999",25.5,32,327.77777777777777,52.777777777777779,286.11111111111109,68.058774089414214,72.963171764866814,5.1234934442907623,90,1,6.8207271941523944,null,145,27,"",60,327.77777777777777]
["2015-07-11T14:59:59.999",25.9,28,280.55555555555554,58.333333333333329,241.66666666666666,81.480154455387151,67.876486596415305,44.709860883759788,315,6,6.8229637106488106,null,145,27,"",60,280.55555555555554]
["2015-07-11T17:59:59.999",27.5,25,38.888888888888886,11.111111111111111,36.111111111111107,84.263294800606161,35.395012919034897,91.018347108533888,329,6,6.8296755182905668,null,1105,27,"",60,38.888888888888886]
["2015-07-11T21:59:59.999",22.9,42,0,0,0,81.555317851239693,-8.0150710237822373,127.18697958533299,285,3,6.8386298211932495,null,445,27,"",60,0]
["2015-07-12T00:59:59.999",18.899999999999999,64,0,0,0,56.488553266430245,-27.638491356034471,165.9462557462042,226,3,6.8453494275975242,null,45,"","","",0]
["2015-07-12T03:59:59.999",15.4,79,2.7777777777777777,0,2.7777777777777777,45.06771444552902,-22.142942133276893,-148.374761760344,136,2,6.8520723244854942,null,45,"","","",2.7777777777777777]
["2015-07-12T07:59:59.999",17.100000000000001,74,230.55555555555557,36.111111111111107,205.55555555555554,55.412972504158972,14.833234656134161,-106.48642040205299,278,2,6.8610412517294321,null,385,27,"",60,230.55555555555557]
["2015-07-12T10:59:59.999",23.4,52,780.55555555555554,430.55555555555554,383.33333333333331,59.505224808615708,49.360819744667829,-78.099988141313162,249,0,6.8677717053335456,null,145,27,"",60,780.55555555555554]
["2015-07-12T12:59:59.999",26.3,36,272.22222222222223,22.222222222222221,252.77777777777777,58.9112706300333,69.40317347069157,-37.698750537565189,246,0,6.8722604466969068,null,445,27,"",60,272.22222222222223]
["2015-07-12T15:59:59.999",29,31,216.66666666666666,61.111111111111107,183.33333333333334,74.577949123572409,58.114599666810477,66.84961744050878,112,0,6.8789961940901101,null,145,27,"",60,216.66666666666666]
["2015-07-12T18:59:59.999",25,51,19.444444444444443,61.111111111111107,16.666666666666668,48.045699965390668,23.768313310200028,99.7407823739387,1,0,6.8857350761778617,null,1105,27,"",60,19.444444444444443]
["2015-07-12T22:59:59.999",19.600000000000001,71,0,0,0,44.457486721065209,-16.656807079766459,138.30162063780358,104,2,6.8947250745550148,null,445,"","","",0]
["2015-07-13T01:59:59.999",18.7,71,0,0,0,58.35980125924516,-29.039883495669869,-178.34930216016275,37,2,6.9014711495643155,null,45,"","","",0]
["2015-07-13T04:59:59.999",15.6,69,61.111111111111107,63.888888888888886,50,62.158621583740228,-15.111324772805096,-135.72948616349655,357,0,6.9082202552060341,null,45,"","","",61.111111111111107]
["2015-07-13T08:59:59.999",20.399999999999999,63,708.33333333333348,575,258.33333333333331,32.028405889600776,26.097192824003734,-97.803739972209414,22,1,6.9172237230323086,null,385,27,"",60,708.33333333333348]
["2015-07-13T11:59:59.999",25.4,45,930.55555555555554,722.22222222222217,263.88888888888886,64.454947167197474,60.229198090579608,-62.926353711699633,35,1,6.9239797786006898,null,145,27,"",60,930.55555555555554]
["2015-07-13T13:59:59.999",27.6,34,808.33333333333326,794.44444444444446,175,48.879951347315227,72.691590826623511,4.8559054139062106,254,1,6.928485443363555,null,145,27,"",60,808.33333333333326]
["2015-07-13T16:59:59.999",29,29,316.66666666666674,675,75,68.577949123572409,46.885903945688909,80.413513861961547,131,2,6.9352463589039424,null,445,27,"",60,316.66666666666674]
["2015-07-13T19:59:59.999",25.8,38,0,0,0,47.873897649114099,12.421683419860411,108.175048101751,261,2,6.9420101486928925,null,505,27,"",60,0]
["2015-07-13T23:59:59.999",20.9,57,0,0,0,60.904272531912909,-23.498170101374299,151.17720733794786,42,0,6.9510329520009577,null,45,"","","",0]
["2015-07-14T02:59:59.999",17.8,67,0,0,0,73.309058642500986,-27.267683720101903,-162.70202638085334,360,2,6.9578033265577552,null,45,"","","",0]
["2015-07-14T06:59:59.999",16.600000000000001,61,122.22222222222221,13.888888888888889,113.88888888888889,64.647257848783966,3.7340286707234274,-115.10770828593306,226,2,6.9668347958017138,null,985,27,"",60,122.22222222222221]
["2015-07-14T08:59:59.999",21.4,52,319.44444444444451,52.777777777777779,277.77777777777777,35.794846946278028,25.992172735434327,-97.684389432761293,22,1,6.9713523537308832,null,385,27,"",60,319.44444444444451]
["2015-07-14T13:59:59.999",29.4,21,802.77777777777771,780.55555555555554,180.55555555555554,88.085404139172852,72.546151338844666,4.7317743047995426,358,1,6.9826514919657185,null,145,27,"",60,802.77777777777771]
["2015-07-14T14:59:59.999",30.6,17,658.33333333333337,761.11111111111109,144.44444444444443,82.667664884521457,67.582249992381776,43.872028946402594,67,2,6.9849122091828812,null,145,27,"",60,658.33333333333337]
["2015-07-14T17:59:59.999",32,18,125,352.77777777777777,61.111111111111107,59.627939433353276,35.23425158164553,90.525781239139576,276,2,6.991696119041265,null,1105,27,"",60,125]
["2015-07-14T20:59:59.999",28.9,29,0,0,0,61.952639319483751,1.6062855478676359,116.98414843381644,157,4,6.9984826417780726,null,505,27,"",60,0]
["2015-07-15T00:59:59.999",23.9,50,0,0,0,66.470090690694519,-28.055684405776205,165.75485467398767,19,4,7.0075353489257619,null,45,"","","",0]
["2015-07-15T03:59:59.999",20.2,60,5.5555555555555554,2.7777777777777777,5.5555555555555554,57.882166211507752,-22.576261765827976,-148.24266210409488,147,1,7.0143278461595235,null,45,"","","",5.5555555555555554]
["2015-07-15T07:59:59.999",20.9,59,602.77777777777771,658.33333333333337,172.22222222222223,32.904272531912909,14.504069900126812,-106.16892114872704,184,1,7.0233884051743516,null,385,27,"",60,602.77777777777771]
["2015-07-15T09:59:59.999",24.4,51,863.88888888888891,716.66666666666663,241.66666666666666,56.449965983156062,37.496761864946606,-88.442740886819919,99,4,7.0279203334365059,null,145,27,"",60,863.88888888888891]
["2015-07-15T14:59:59.999",31.2,23,638.88888888888903,700,166.66666666666666,54.492649975073903,67.471009840654403,43.58643892505426,180,3,7.0392548881555514,null,145,27,"",60,638.88888888888903]
["2015-07-15T15:59:59.999",31.9,20,477.77777777777777,680.55555555555554,119.44444444444444,63.983815131409358,57.891579964728194,66.111524173270126,100,3,7.0415226013235293,null,145,27,"",60,477.77777777777777]
["2015-07-15T18:59:59.999",32.1,18,13.888888888888889,22.222222222222221,13.888888888888889,78.272697300127732,23.583699404312732,99.292424427612943,113,3,7.0483273242773858,null,1105,27,"",60,13.888888888888889]
["2015-07-15T22:59:59.999",27.6,34,0,0,0,68.879951347315227,-16.979645846539714,137.973805904757,50,4,7.0574039393636046,null,445,"","","",0]
["2015-07-16T01:59:59.999",23.6,54,0,0,0,77.689373265190227,-29.50299406528309,-178.42266179568105,34,4,7.0642140981804911,null,45,"","","",0]
["2015-07-16T04:59:59.999",19,67,50,41.666666666666664,44.444444444444443,59.053799573787956,-15.529700887603903,-135.51316490588405,187,2,7.071026534107606,null,45,"","","",50]
["2015-07-16T06:59:59.999",19.100000000000001,69,405.55555555555554,497.22222222222223,158.33333333333334,61.619626613596495,3.4923485850997524,-114.90145818359122,313,2,7.0755694075441333,null,985,27,"",60,405.55555555555554]
["2015-07-16T12:59:59.999",28.2,39,738.88888888888891,430.55555555555554,361.11111111111109,63.592828897244203,68.831046777928805,-37.091128224723882,268,2,7.089203922540384,null,445,27,"",60,738.88888888888891]
["2015-07-16T15:59:59.999",31.5,26,400,402.77777777777777,188.88888888888889,73.413645270377856,57.805490833536133,65.854508495228643,319,2,7.0960244379293327,null,145,27,"",60,400]
["2015-07-16T16:59:59.999",32.1,25,277.77777777777777,477.77777777777777,108.33333333333333,68.272697300127732,46.684867611085167,79.797096720362802,124,2,7.0982984179129902,null,445,27,"",60,277.77777777777777]
["2015-07-16T19:59:59.999",29.7,29,0,0,0,56.972533512247651,12.200608325725195,107.75341479508725,51,2,7.1051217660477883,null,505,27,"",60,0]
["2015-07-16T23:59:59.999",25.2,43,0,0,0,59.24911228107544,-23.890010936838298,150.89872754814803,29,3,7.1142228056355474,null,45,"","","",0]
["2015-07-17T02:59:59.999",22.7,54,0,0,0,42.379532274607243,-27.749632048268154,-162.64315973708011,180,3,7.1210509759138567,null,45,"","","",0]
["2015-07-17T05:59:59.999",20.7,63,130.55555555555557,66.666666666666671,108.33333333333333,67.75216374286822,-6.7486382152655153,-124.45254410236926,4,3,7.1278811601398484,null,45,"","","",130.55555555555557]
["2015-07-17T07:59:59.999",21.1,63,586.11111111111109,613.88888888888891,188.88888888888889,56.05873456353396,14.273535236972974,-105.92667576845223,212,3,7.1324357195335804,null,385,27,"",60,586.11111111111109]
["2015-07-17T13:59:59.999",32,26,777.77777777777783,719.44444444444446,205.55555555555554,51.627939433353276,72.071979297928436,4.4000309616152231,164,2,7.1461045901760967,null,145,27,"",60,777.77777777777783]
["2015-07-17T16:59:59.999",22.9,31,288.88888888888886,544.44444444444446,97.222222222222214,58.555317851239693,46.607002082040857,79.581327243262947,246,3,7.1529418882407896,null,445,27,"",60,288.88888888888886]
["2015-07-17T17:59:59.999",19.100000000000001,39,119.44444444444444,333.33333333333331,61.111111111111107,82.619626613596495,35.027002335508932,89.989939687981803,293,3,7.1552214038900281,null,1105,27,"",60,119.44444444444444]
["2015-07-17T20:59:59.999",22.2,62,0,0,0,59.450483157807923,1.3373295764882676,116.58070011709677,202,5,7.1620611833027015,null,505,27,"",60,0]
["2015-07-18T00:59:59.999",22.7,73,0,0,0,52.379532274607243,-28.529914375724694,165.56796706815069,180,5,7.1711837211454936,null,45,"","","",0]
["2015-07-18T03:59:59.999",18.7,82,0,0,0,46.35980125924516,-23.051349696497535,-148.06683981606261,54,5,7.1780277074317027,null,45,"","","",0]
["2015-07-18T06:59:59.999",17.399999999999999,94,366.66666666666669,375,180.55555555555554,57.079276581054671,3.2406574699083377,-114.67189243580491,147,5,7.1848734438555049,null,985,27,"",60,366.66666666666669]
["2015-07-18T08:59:59.999",18.2,93,744.44444444444446,686.11111111111109,213.88888888888889,34.548056251563708,25.552247312084472,-97.141383002148132,0,0,7.1894382247843422,null,385,27,"",60,744.44444444444446]
["2015-07-18T14:59:59.999",28,44,663.88888888888891,797.22222222222217,127.77777777777777,43.352735884503431,67.097728448551194,42.717298605396373,292,3,7.2031370561372938,null,145,27,"",60,663.88888888888891]
["2015-07-18T15:59:59.999",29.5,37,497.22222222222223,777.77777777777771,91.666666666666671,60.713823900074146,57.615464840749219,65.325837408539059,124,3,7.2054208369458514,null,145,27,"",60,497.22222222222223]
["2015-07-18T18:59:59.999",30.5,32,13.888888888888889,22.222222222222221,13.888888888888889,38.032366958211412,23.352479751538613,98.806698982731632,303,3,7.2122732568742061,null,1105,27,"",60,13.888888888888889]
["2015-07-18T21:59:59.999",26.7,42,0,0,0,59.352148675393494,-8.698853902017424,126.32888725465089,118,0,7.2191272683785606,null,445,27,"",60,0]
["2015-07-19T01:59:59.999",21.7,66,0,0,0,49.536272147083253,-30.020100263886039,-178.47508985540932,165,0,7.2282683713175713,null,45,"","","",0]
["2015-07-19T04:59:59.999",17.899999999999999,73,94.444444444444443,313.88888888888886,50,39.867943097280488,-15.981787272194856,-135.24808062696178,180,0,7.2351259730728534,null,45,"","","",94.444444444444443]
["2015-07-19T09:59:59.999",24.7,52,891.66666666666663,802.77777777777771,197.22222222222223,33.245116709502383,37.055006080165022,-87.791985132617484,4,0,7.2465585953482439,null,145,27,"",60,891.66666666666663]
["2015-07-19T12:59:59.999",30.4,29,911.1111111111112,816.66666666666663,194.44444444444443,81.397696383319214,68.355268651277569,-36.522256534140524,62,0,7.2534200885651456,null,445,27,"",60,911.1111111111112]
["2015-07-19T15:59:59.999",33.299999999999997,16,491.66666666666663,766.66666666666663,94.444444444444443,53.059361069490933,57.511467660533263,65.054800657929789,303,3,7.2602829828425683,null,145,27,"",60,491.66666666666663]
["2015-07-19T16:59:59.999",33.5,15,305.55555555555554,658.33333333333337,75,89.366064566877867,46.434772896815574,79.135530849944033,290,3,7.2625709201231698,null,445,27,"",60,305.55555555555554]
["2015-07-19T19:59:59.999",30.9,21,0,0,0,74.577326905386428,11.931837015055384,107.29927244947429,94,3,7.269435633050632,null,505,27,"",60,0]
["2015-07-19T22:59:59.999",29.3,35,0,0,0,53.457607192646208,-17.49483671751651,137.50806602861053,46,5,7.2763016728844461,null,445,"","","",0]
[{"$f":"A4807+1/24","v":"2015-07-20T02:59:59.999"},22.4,56,0,0,0,52.6203194179364,-28.279281499369695,-162.54879185725176,202,2,7.2854584017916455,null,45,"","","",0]
["2015-07-20T05:59:59.999",18,66,188.88888888888889,211.11111111111111,122.22222222222221,59.427403919608935,-7.1716755250338755,-124.12069140536131,246,2,7.2923274140994101,null,45,"","","",188.88888888888889]
["2015-07-20T10:59:59.999",24.4,56,900,680.55555555555554,277.77777777777777,31.449965983156062,48.459500892317052,-76.644137983281297,179,3,7.3037784653800175,null,145,27,"",60,900]
["2015-07-20T13:59:59.999",28.2,38,730.55555555555554,605.55555555555554,252.77777777777777,83.592828897244203,71.542412674132748,4.1314867192850961,25,3,7.3106506627672641,null,145,27,"",60,730.55555555555554]
["2015-07-20T16:59:59.999",29.6,29,155.55555555555554,88.888888888888886,125,88.342866887127741,46.340348836504276,78.905906618280625,273,5,7.3175239962296166,null,445,27,"",60,155.55555555555554]
["2015-07-20T17:59:59.999",29.5,29,77.777777777777771,100,61.111111111111107,49.713823900074146,34.772405838141765,89.414610069655097,214,5,7.3198153543444917,null,1105,27,"",60,77.777777777777771]
["2015-07-20T20:59:59.999",27.8,36,0,0,0,62.115111126977467,1.018951222090188,116.1492102133556,180,5,7.3266901530680233,null,505,27,"",60,0]
["2015-07-20T23:59:59.999",24.5,51,0,0,0,79.047746619621876,-24.499935568129079,150.51450416522948,26,5,7.3335660136016196,null,45,"","","",0]
["2015-07-21T03:59:59.999",20.100000000000001,70,2.7777777777777777,0,2.7777777777777777,72.30992484150272,-23.565991693516274,-147.84610440620108,235,4,7.3427354243247782,null,45,"","","",2.7777777777777777]
["2015-07-21T07:59:59.999",20,77,238.88888888888889,44.444444444444443,211.11111111111111,59.738268585315893,13.788288505254936,-105.36987707901298,95,4,7.3519065906354211,null,385,27,"",60,238.88888888888889]
["2015-07-21T11:59:59.999",24.9,55,850,569.44444444444446,327.77777777777777,40.444901256730418,59.195978415070641,-61.17189039834382,78,5,7.3610794370424459,null,145,27,"",60,850]
["2015-07-21T14:59:59.999",29.6,34,633.33333333333348,708.33333333333337,161.11111111111111,68.342866887127741,66.665250262511051,41.838983921369319,180,5,7.3679601289905294,null,145,27,"",60,633.33333333333348]
["2015-07-21T17:59:59.999",32.5,26,52.777777777777779,33.333333333333336,47.222222222222221,73.858072723893429,34.67690729148012,89.214728990746806,336,5,7.3748416916630246,null,1105,27,"",60,52.777777777777779]
["2015-07-21T18:59:59.999",32,26,11.111111111111111,11.111111111111111,11.111111111111111,90.627939433353276,23.074140241374067,98.286598231150961,58,5,7.3771357338745043,null,1105,27,"",60,11.111111111111111]
["2015-07-21T21:59:59.999",30.2,36,0,0,0,84.130235635368251,-9.0780287658202461,125.92127826975489,240,4,7.3840184079481936,null,445,27,"",60,0]
["2015-07-22T00:59:59.999",26.9,54,0,0,0,57.576256553505061,-29.248676769119509,165.32862408302816,242,4,7.3909018783942582,null,45,"","","",0]
["2015-07-22T04:59:59.999",22.8,72,44.444444444444443,38.888888888888886,38.888888888888886,46.967127093976728,-16.465276979251581,-134.93367361060641,292,5,7.4000810227035787,null,45,"","","",44.444444444444443]
["2015-07-22T08:59:59.999",22.9,74,672.22222222222217,519.44444444444446,272.22222222222223,46.555317851239693,25.083307617675903,-96.495731048916866,0,0,7.4092614505685406,null,385,27,"",60,672.22222222222217]
["2015-07-22T12:59:59.999",21.9,66,811.11111111111109,586.11111111111109,300,38.700179193125848,67.84066245669942,-35.865121246499982,115,0,7.4184430864218038,null,445,27,"",60,811.11111111111109]
["2015-07-22T15:59:59.999",21.2,60,408.33333333333331,452.77777777777777,175,75.636849045923441,57.163268133368327,64.21860142486284,312,5,7.425330060589971,null,145,27,"",60,408.33333333333331]
[{"$f":"A4871+1/24","v":"2015-07-22T18:59:59.999"},20.100000000000001,57,5.5555555555555554,2.7777777777777777,5.5555555555555554,42.30992484150272,22.970836985793305,98.106115611660215,290,5,7.432217639851892,null,1105,27,"",60,5.5555555555555554]
["2015-07-22T19:59:59.999",21.3,58,0,0,0,41.215553039965073,11.615227930250027,106.81510674277455,348,5,7.4345136285592952,null,505,27,"",60,0]
["2015-07-22T22:59:59.999",22.9,69,0,0,0,47.555317851239693,-17.943836629065025,137.13944083722996,64,2,7.4414019650050767,null,445,"","","",0]
["2015-07-23T02:59:59.999",18.3,91,0,0,0,57.109248553856162,-28.854578704575296,-162.41738388237917,0,0,7.4505872335866528,null,45,"","","",0]
["2015-07-23T05:59:59.999",17.2,98,222.22222222222223,369.44444444444446,108.33333333333333,43.967833466275181,-7.6191620305049845,-123.73797808803339,189,0,7.4574767586655462,null,45,"","","",222.22222222222223]
["2015-07-23T09:59:59.999",20.9,82,775,538.88888888888891,311.11111111111109,54.904272531912909,36.584451212344291,-87.028866728906436,148,0,7.466663496312699,null,145,27,"",60,775]
["2015-07-23T13:59:59.999",24.6,50,227.7777777777778,19.444444444444443,211.11111111111111,48.646130060033954,70.959334139912386,3.9273182957423791,107,0,7.4758509694516722,null,145,27,"",60,227.7777777777778]
["2015-07-23T16:59:59.999",27.6,50,30.555555555555554,0,30.555555555555554,30.879951347315227,46.023553926958428,78.192568630909989,335,4,7.482742011479254,null,445,27,"",60,30.555555555555554]
["2015-07-23T19:59:59.999",22.8,67,0,0,0,54.967127093976728,11.499072548635247,106.64747424497065,233,4,7.4896333927753771,null,505,27,"",60,0]
["2015-07-23T20:59:59.999",21.1,73,0,0,0,43.05873456353396,0.65139258093006991,115.69179136307397,157,3,7.4919305897521662,null,505,27,"",60,0]
["2015-07-23T23:59:59.999",18.2,83,0,0,0,28.548056251563708,-25.021570535631295,150.21863226958897,0,3,7.4988223737713611,null,45,"","","",0]
["2015-07-24T03:59:59.999",16.899999999999999,92,2.7777777777777777,0,2.7777777777777777,54.304969795271575,-24.117891722120625,-147.57941131519311,209,0,7.5080118255481025,null,45,"","","",2.7777777777777777]
["2015-07-24T06:59:59.999",16.8,99,252.77777777777777,133.33333333333334,188.88888888888889,67.751827258828712,2.4315338225161338,-113.8448127391942,161,0,7.5149041778274972,null,985,27,"",60,252.77777777777777]
["2015-07-24T10:59:59.999",21,82,655.55555555555554,269.44444444444446,411.11111111111109,70.481209192312917,47.957399385755018,-75.722354551102057,237,0,7.5240942714559402,null,145,27,"",60,655.55555555555554]
["2015-07-24T14:59:59.999",28.5,39,113.8888888888889,5.5555555555555554,111.11111111111111,56.457603569445666,66.174094909324836,40.96271025387788,157,5,7.5332846278432379,null,145,27,"",60,113.8888888888889]
["2015-07-24T17:59:59.999",30.8,30,11.111111111111111,0,11.111111111111111,64.94014444462988,34.358295891699704,88.592809784075371,219,5,7.5401775220616329,null,1105,27,"",60,11.111111111111111]
["2015-07-24T20:59:59.999",28.3,39,0,0,0,70.213802024087613,0.5180210433749729,115.53391314503799,157,3,7.5470704896142697,null,505,27,"",60,0]
["2015-07-24T21:59:59.999",27.3,46,0,0,0,80.03182634747003,-9.508091621466372,125.49239543010773,18,3,7.5493681562454151,null,445,27,"",60,0]
["2015-07-25T00:59:59.999",24.3,67,0,0,0,50.852787745662965,-29.850661710951329,165.15842213704687,141,3,7.5562611719308492,null,45,"","","",0]
["2015-07-25T03:59:59.999",21.9,86,2.7777777777777777,0,2.7777777777777777,53.700179193125848,-24.309731177935255,-147.48014216572332,44,1,7.563154186481019,null,45,"","","",2.7777777777777777]
["2015-07-25T08:59:59.999",22.9,84,150,5.5555555555555554,144.44444444444443,69.555317851239693,24.71457152882769,-95.946323654616947,180,2,7.5746424548575346,null,385,27,"",60,150]
["2015-07-25T11:59:59.999",28.4,56,363.88888888888886,44.444444444444443,322.22222222222223,55.835393444727401,58.609778963735025,-60.074198779898595,89,2,7.5815353103489755,null,145,27,"",60,363.88888888888886]
["2015-07-25T15:59:59.999",28.7,43,100,5.5555555555555554,97.222222222222214,67.703881572920636,56.760494082987599,63.354205315092877,193,5,7.5907255950201664,null,145,27,"",60,100]
["2015-07-25T18:59:59.999",19.600000000000001,72,2.7777777777777777,0,2.7777777777777777,51.457486721065209,22.629313361366577,97.544893480060423,319,5,7.5976181251652388,null,1105,27,"",60,2.7777777777777777]
["2015-07-25T19:59:59.999",18.2,83,0,0,0,46.548056251563708,11.250890548855667,106.30338756397005,284,5,7.5999155939842886,null,505,27,"",60,0]
["2015-07-25T22:59:59.999",17.8,98,0,0,0,60.309058642500986,-18.445428641258719,136.75596708708176,179,3,7.60680786020614,null,445,"","","",0]
["2015-07-26T01:59:59.999",18.8,96,0,0,0,55.923887294034046,-31.426947829126632,-178.50671733931114,159,3,7.6136998912546225,null,45,"","","",0]
["2015-07-26T04:59:59.999",19.5,94,55.555555555555557,94.444444444444443,44.444444444444443,43.888750051894647,-17.154732606542925,-134.43711592856525,14,2,7.6205916552186865,null,45,"","","",55.555555555555557]
["2015-07-26T09:59:59.999",19.5,95,369.44444444444446,58.333333333333329,319.44444444444446,24.888750051894647,36.214088912135097,-86.386018221213618,263,0,7.6320772483031885,null,145,27,"",60,369.44444444444446]
["2015-07-26T12:59:59.999",20.399999999999999,91,669.44444444444446,336.11111111111109,377.77777777777777,61.028405889600776,67.095759202360099,-34.866436199441601,59,0,7.6389681440424306,null,445,27,"",60,669.44444444444446]
["2015-07-26T16:59:59.999",23.3,90,300,686.11111111111109,69.444444444444443,48.914048317209392,45.656158276236297,77.446813281670785,274,4,7.6481554020561395,null,445,27,"",60,300]
["2015-07-26T19:59:59.999",23.2,93,0,0,0,48.323469779041432,11.118894102131213,106.12711238784503,37,4,7.6550453519808146,null,505,27,"",60,0]
["2015-07-26T20:59:59.999",21.3,93,0,0,0,24.215553039965073,0.23513962384230264,115.21049459407344,270,3,7.6573419016377846,null,505,27,"",60,0]
["2015-07-26T23:59:59.999",17.899999999999999,92,0,0,0,56.867943097280488,-25.596791557173173,149.91767866276791,68,3,7.6642312331141831,null,45,"","","",0]
["2015-07-27T05:59:59.999",16.100000000000001,94,77.777777777777771,16.666666666666668,72.222222222222214,61.895823956627737,-8.2500446269571928,-123.14906967284286,159,4,7.678008361016345,null,45,"","","",77.777777777777771]
["2015-07-27T07:59:59.999",16.2,93,158.33333333333337,13.888888888888889,150,48.444970638935615,13.007581544620429,-104.3587371678456,73,4,7.6826002475023314,null,385,27,"",60,158.33333333333337]
["2015-07-27T10:59:59.999",17.8,79,380.55555555555554,52.777777777777779,333.33333333333331,38.309058642500986,47.55963652193455,-74.952803539703311,144,4,7.6894875858596556,null,145,27,"",60,380.55555555555554]
["2015-07-27T14:59:59.999",22,59,422.22222222222223,222.22222222222223,275,47.283020993698869,65.625171474470136,40.098449584870941,360,5,7.6986697368374442,null,145,27,"",60,422.22222222222223]
["2015-07-27T17:59:59.999",21.9,69,38.888888888888886,16.666666666666668,36.111111111111107,51.700179193125848,33.991369997487077,87.940538637968004,28,5,7.7055555836131449,null,1105,27,"",60,38.888888888888886]
["2015-07-27T20:59:59.999",19.8,84,0,0,0,45.596709818588295,8.5686806076720079E-2,115.04509889038403,292,4,7.7124407379999615,null,505,27,"",60,0]
["2015-07-27T21:59:59.999",19.5,86,0,0,0,62.888750051894647,-9.9881893702246334,125.04393400161064,35,4,7.7147356300879562,null,445,27,"",60,0]
["2015-07-28T00:59:59.999",19,84,0,0,0,52.053799573787956,-30.504736203869175,164.99766997298036,144,4,7.7216198117002888,null,45,"","","",0]
["2015-07-28T06:59:59.999",15.7,82,44.444444444444443,0,44.444444444444443,63.704925897627959,1.8528703687246599,-113.18034553200167,242,0,7.735385842748407,null,985,27,"",60,44.444444444444443]
["2015-07-28T08:59:59.999",18.8,79,138.88888888888889,5.5555555555555554,133.33333333333334,59.923887294034046,24.332624291338561,-95.343046119036288,247,2,7.7399737941253894,null,385,27,"",60,138.88888888888889]
["2015-07-28T11:59:59.999",22.6,61,227.7777777777778,11.111111111111111,216.66666666666666,58.792532990471443,58.140512137891974,-59.165712881535534,97,2,7.7468550084489252,null,145,27,"",60,227.7777777777778]
["2015-07-28T15:59:59.999",26.3,39,150,25,136.11111111111111,66.9112706300333,56.303120316734322,62.469670369400234,271,4,7.7560285808682314,null,145,27,"",60,150]
["2015-07-28T18:59:59.999",26.8,38,2.7777777777777777,0,2.7777777777777777,83.963896536495213,22.240477799647348,96.95635130567733,53,4,7.7629076838786153,null,1105,27,"",60,2.7777777777777777]
["2015-07-28T21:59:59.999",22.7,48,0,0,0,61.379532274607243,-10.159160569143316,124.89037181712402,216,6,7.7697858289520187,null,445,27,"",60,0]
["2015-07-28T22:59:59.999",21.5,53,0,0,0,66.374731165618414,-18.99842201123051,136.35903308753859,161,6,7.7720783255970929,null,445,"","","",0]
["2015-07-29T01:59:59.999",18.100000000000001,67,0,0,0,32.987441505615209,-32.111133561050053,-178.47778997774586,39,6,7.7789551438825804,null,45,"","","",0]
["2015-07-29T07:59:59.999",16.2,71,277.77777777777777,72.222222222222214,233.33333333333331,33.444970638935615,12.735133873229723,-103.97634705124148,282,0,7.7927056519009543,null,385,27,"",60,277.77777777777777]
["2015-07-29T09:59:59.999",20,61,594.44444444444446,252.77777777777777,380.55555555555554,33.738268585315893,35.829697555912645,-85.68554705111805,245,1,7.7972881930103446,null,145,27,"",60,594.44444444444446]
["2015-07-29T12:59:59.999",25.9,39,572.22222222222217,213.88888888888889,388.88888888888886,61.480154455387151,66.494131292765417,-34.037124049931435,129,1,7.8041610707913796,null,445,27,"",60,572.22222222222217]
["2015-07-29T16:59:59.999",30.5,22,250,441.66666666666663,105.55555555555556,74.032366958211412,45.238024138299586,76.674096749905772,318,4,7.8133231150843017,null,445,27,"",60,250]
["2015-07-29T19:59:59.999",28.5,26,0,0,0,74.457603569445666,10.69153062633703,105.58241434803762,41,4,7.8201932624995036,null,505,27,"",60,0]
["2015-07-29T22:59:59.999",24.9,42,0,0,0,37.444901256730418,-19.193940478500842,136.22394831411006,85,3,7.8270621867376331,null,445,"","","",0]
["2015-07-29T23:59:59.999",23.6,49,0,0,0,71.689373265190227,-26.224112597547141,149.61283739583007,175,3,7.8293515508360514,null,45,"","","",0]
["2015-07-30T04:59:59.999",16.7,73,27.777777777777779,16.666666666666668,25,32.199256741498004,-17.890269745104501,-133.85185256601252,229,0,7.8407962384722385,null,45,"","","",27.777777777777779]
["2015-07-30T07:59:59.999",18.2,69,333.33333333333331,127.77777777777777,252.77777777777777,73.548056251563708,12.596862996550973,-103.77690692941833,194,0,7.8476613023781692,null,385,27,"",60,333.33333333333331]
["2015-07-30T10:59:59.999",24.1,48,455.5555555555556,94.444444444444443,369.44444444444446,49.660236848377735,47.144189153215478,-74.120441767559385,167,0,7.8545250159262325,null,145,27,"",60,455.5555555555556]
["2015-07-30T13:59:59.999",29.3,24,325,58.333333333333329,280.55555555555554,72.457607192646208,69.401958649444978,3.695036969582211,192,0,7.8613873473364944,null,145,27,"",60,325]
["2015-07-30T17:59:59.999",31.2,16,33.333333333333336,13.888888888888889,30.555555555555554,62.492649975073903,33.576192046671075,87.261817332900492,119,4,7.8705349176417529,null,1105,27,"",60,33.333333333333336]
["2015-07-30T20:59:59.999",28,26,0,0,0,83.352735884503431,-0.39431503347800539,114.53500649508621,202,3,7.8773939005113904,null,505,27,"",60,0]
["2015-07-30T23:59:59.999",25.1,39,0,0,0,57.647103504908955,-26.44451581506183,149.51054107143071,50,3,7.8842513953571514,null,45,"","","",0]
["2015-07-31T00:59:59.999",24.1,43,0,0,0,62.660236848377735,-31.209094709762589,164.8475246530665,228,3,7.8865368908123781,null,45,"","","",0]
["2015-07-31T05:59:59.999",18,56,75,16.666666666666668,69.444444444444443,65.427403919608935,-8.915375894924134,-122.47143712282281,110,4,7.8979617939795048,null,45,"","","",75]
["2015-07-31T08:59:59.999",21.4,52,458.33333333333337,177.77777777777777,325,71.794846946278028,23.938559660282881,-94.68790275012492,202,6,7.9048146342750707,null,385,27,"",60,458.33333333333337]
["2015-07-31T11:59:59.999",26.5,34,477.77777777777777,108.33333333333333,380.55555555555554,70.130487788635662,57.646104508159731,-58.191126653804702,3,6,7.911665859584998,null,145,27,"",60,477.77777777777777]
["2015-07-31T14:59:59.999",30.2,17,561.11111111111109,541.66666666666663,211.11111111111111,76.130235635368251,64.805667226992753,38.979333579363939,202,7,7.918515438187173,null,145,27,"",60,561.11111111111109]
["2015-07-31T18:59:59.999",29.9,19,2.7777777777777777,0,2.7777777777777777,50.233739325024601,21.804697428377839,96.343448518015038,263,7,7.9276455932972967,null,1105,27,"",60,2.7777777777777777]
["2015-07-31T21:59:59.999",28.2,25,0,0,0,91.592828897244203,-10.704252626549492,124.41822952988032,224,4,7.9344912062607102,null,445,27,"",60,0]
["2015-07-31T22:59:59.999",27.8,26,0,0,0,91.115111126977467,-19.601422976933005,135.94987104233795,126,4,7.9367726893930257,null,445,"","","",0]
["2015-08-01T02:59:59.999",21.8,28,0,0,0,65.117929711399427,-30.832308507027548,-161.78733650753023,247,2,7.9458966513460139,null,45,"","","",0]
["2015-08-01T05:59:59.999",21.3,36,97.222222222222229,38.888888888888886,86.111111111111114,72.215553039965073,-9.0865085201845339,-122.28836618394115,78,2,7.952737520849718,null,45,"","","",97.222222222222229]
["2015-08-01T09:59:59.999",19.100000000000001,58,594.44444444444446,258.33333333333331,377.77777777777777,48.619626613596495,35.431939691408012,-84.930209651269379,153,5,7.9618558173532703,null,145,27,"",60,594.44444444444446]
["2015-08-01T12:59:59.999",17.100000000000001,77,441.66666666666663,100,355.55555555555554,48.412972504158972,65.856589921777072,-33.149071724265077,228,5,7.9686923515586807,null,445,27,"",60,441.66666666666663]
["2015-08-01T15:59:59.999",16.100000000000001,80,294.44444444444446,194.44444444444443,197.22222222222223,59.895823956627737,55.609023380516732,61.272107572283836,201,3,7.9755269750158533,null,145,27,"",60,294.44444444444446]
["2015-08-01T19:59:59.999",18.100000000000001,64,0,0,0,46.987441505615209,10.21768892863224,105.01570002265547,180,3,7.9846367793228534,null,505,27,"",60,0]
["2015-08-01T22:59:59.999",18.3,67,0,0,0,50.109248553856162,-19.81326682785101,135.81095521287304,2,2,7.9914668213181947,null,445,"","","",0]
["2015-08-01T23:59:59.999",17.399999999999999,72,0,0,0,32.079276581054671,-26.901877061946106,149.30512729086249,138,2,7.993743055500909,null,45,"","","",0]
["2015-08-02T03:59:59.999",13.1,90,0,0,0,68.684364923583985,-25.973261985854361,-146.49547174167074,193,1,8.0028457285930497,null,45,"","","",0]
["2015-08-02T06:59:59.999",13.2,87,352.77777777777777,416.66666666666663,161.11111111111111,69.216604429810957,1.0930552885766285,-112.22688684985994,158,1,8.0096703238124274,null,985,27,"",60,352.77777777777777]
[{"$f":"A5127+1/24","v":"2015-08-02T10:59:59.999"},21.4,57,883.33333333333326,700,258.33333333333331,33.794846946278028,46.711323274942686,-73.229322967289178,265,0,8.0187665112285575,null,145,27,"",60,883.33333333333326]
["2015-08-02T13:59:59.999",26.6,29,600,372.22222222222223,313.88888888888886,62.741012562096444,68.655159256738628,3.6931392944347423,61,0,8.0255861561866837,null,145,27,"",60,600]
["2015-08-02T16:59:59.999",28.3,20,269.44444444444446,616.66666666666663,72.222222222222214,83.213802024087613,44.601967904876673,75.611027951739445,107,3,8.0324036269704475,null,445,27,"",60,269.44444444444446]
["2015-08-02T20:59:59.999",24.3,34,0,0,0,84.852787745662965,-0.92093365626295365,114.00545806891584,90,2,8.0414901514097092,null,505,27,"",60,0]
["2015-08-02T23:59:59.999",21.4,49,0,0,0,78.794846946278028,-27.138698395268957,149.20206921640573,233,2,8.0483024263816443,null,45,"","","",0]
["2015-08-03T00:59:59.999",20.399999999999999,53,0,0,0,62.028405889600776,-31.961801187273149,164.70897796624109,109,2,8.0505726797398687,null,45,"","","",0]
["2015-08-03T04:59:59.999",16,69,19.444444444444443,8.3333333333333339,19.444444444444443,33.347246534818169,-18.666317281483341,-133.17811683890264,284,2,8.0596511371994328,null,45,"","","",19.444444444444443]
["2015-08-03T07:59:59.999",16.8,71,216.66666666666666,36.111111111111107,194.44444444444443,61.751827258828712,12.031272649175225,-102.92568286689297,190,2,8.0664572638304488,null,385,27,"",60,216.66666666666666]
["2015-08-03T11:59:59.999",23,48,330.55555555555554,36.111111111111107,297.22222222222223,79.144104949193718,57.126666478164481,-57.156918691954608,200,1,8.0755284174727606,null,145,27,"",60,330.55555555555554]
["2015-08-03T14:59:59.999",27.4,28,180.55555555555554,19.444444444444443,169.44444444444443,88.647253270343128,64.127491894523516,38.173675503327885,180,4,8.0823289804712175,null,145,27,"",60,180.55555555555554]
["2015-08-03T18:59:59.999",27.5,26,0,0,0,84.263294800606161,21.322613204379188,95.709051903107436,138,4,8.0913926016262696,null,1105,27,"",60,0]
["2015-08-03T21:59:59.999",26,37,0,0,0,39.087019749532658,-11.296514623104372,123.92996280794573,279,3,8.0981874295602978,null,445,27,"",60,0]
["2015-08-04T00:59:59.999",23.1,50,0,0,0,60.733488790771446,-32.223095201496626,164.66551988521698,217,3,8.1049797471661016,null,45,"","","",0]
["2015-08-04T01:59:59.999",21.8,53,0,0,0,35.117929711399427,-33.614668314814296,-178.33654330094737,350,3,8.1072432897479558,null,45,"","","",0]
["2015-08-04T05:59:59.999",19.8,53,52.777777777777779,5.5555555555555554,50,57.596709818588295,-9.6102226826669188,-121.70690714072919,179,3,8.1162946125892432,null,45,"","","",52.777777777777779]
["2015-08-04T08:59:59.999",19.899999999999999,54,555.55555555555554,327.77777777777777,311.11111111111109,49.167197043961153,23.395910385779651,-93.737501361660691,157,3,8.1230800822660392,null,385,27,"",60,555.55555555555554]
["2015-08-04T12:59:59.999",17.899999999999999,77,572.22222222222217,225,380.55555555555554,56.867943097280488,65.183922485897924,-32.211309698686144,149,3,8.1321232854972223,null,445,27,"",60,572.22222222222217]
["2015-08-04T15:59:59.999",17,93,333.33333333333331,300,188.88888888888889,53.858684745459072,55.026280865185676,60.369351889381292,74,4,8.1389025799590211,null,145,27,"",60,333.33333333333331]
["2015-08-04T19:59:59.999",15,94,0,0,0,67.892695131966207,9.6983305506550046,104.42918137783036,128,4,8.1479374356146756,null,505,27,"",60,0]
["2015-08-04T22:59:59.999",14.7,92,0,0,0,49.267363880186963,-20.480438882798509,135.38711225206004,133,5,8.1547103839657549,null,445,"","","",0]
[{"$f":"A5191+1/24","v":"2015-08-05T02:59:59.999"},15.7,94,0,0,0,41.704925897627959,-31.82056116070294,-161.38783896403854,157,4,8.1637366642908855,null,45,"","","",0]
["2015-08-05T03:59:59.999",15.8,95,0,0,0,68.251797898657628,-26.650111908635488,-146.03765214801206,204,4,8.165992455654294,null,45,"","","",0]
["2015-08-05T06:59:59.999",15.6,97,141.66666666666666,27.777777777777779,127.77777777777777,51.158621583740228,0.62072014991269076,-111.5916448961612,233,4,8.1727579422527548,null,985,27,"",60,141.66666666666666]
["2015-08-05T09:59:59.999",16.100000000000001,93,391.66666666666663,77.777777777777771,327.77777777777777,53.895823956627737,34.881667961531967,-83.842855080029835,1,5,8.1795205732512812,null,145,27,"",60,391.66666666666663]
["2015-08-05T13:59:59.999",18.5,82,530.55555555555566,263.88888888888886,330.55555555555554,28.233367413756127,67.86383866164131,3.7437993450359661,5,5,8.1885329184208828,null,145,27,"",60,530.55555555555566]
["2015-08-05T16:59:59.999",19.5,81,200,277.77777777777777,113.88888888888889,41.888750051894647,44.0667742611382,74.795677851366179,93,3,8.1952887646074828,null,445,27,"",60,200]
["2015-08-05T20:59:59.999",18,87,0,0,0,69.427403919608935,-1.4928825939865467,113.45814638109644,157,3,8.2042919497972751,null,505,27,"",60,0]
["2015-08-05T23:59:59.999",17.399999999999999,90,0,0,0,57.079276581054671,-27.880865430091777,148.89179575644167,134,3,8.211040840867323,null,45,"","","",0]
["2015-08-06T03:59:59.999",16.7,94,0,0,0,48.199256741498004,-26.881420778140701,-145.87421398173973,289,3,8.2200346391206764,null,45,"","","",0]
["2015-08-06T04:59:59.999",16.5,96,11.111111111111111,2.7777777777777777,11.111111111111111,53.095830186326168,-19.271628210808451,-132.61524265575676,127,3,8.2222822375480362,null,45,"","","",11.111111111111111]
["2015-08-06T07:59:59.999",16.7,95,161.11111111111111,16.666666666666668,150,35.199256741498004,11.595201878754228,-102.23308041199712,33,3,8.2290229716022818,null,385,27,"",60,161.11111111111111]
["2015-08-06T11:59:59.999",20.6,79,705.55555555555554,361.11111111111109,386.11111111111109,50.176990814208978,56.582235136182582,-56.069709786232252,276,2,8.2380057643260063,null,145,27,"",60,705.55555555555554]
["2015-08-06T14:59:59.999",24.2,63,180.55555555555554,19.444444444444443,169.44444444444443,29.256211502303927,63.397049949261479,37.40253526393726,202,3,8.2447391789211064,null,145,27,"",60,180.55555555555554]
["2015-08-06T17:59:59.999",25.3,56,13.888888888888889,2.7777777777777777,13.888888888888889,68.851726699817675,32.422375157739481,85.596405747043363,132,3,8.2514694046332675,null,1105,27,"",60,13.888888888888889]
["2015-08-06T21:59:59.999",24.1,66,0,0,0,37.660236848377735,-11.934357963292795,123.42680246107652,72,3,8.2604380245736984,null,445,27,"",60,0]
["2015-08-07T00:59:59.999",21.2,82,0,0,0,69.636849045923441,-33.037047683192192,164.54368129175941,104,3,8.2671606883997413,null,45,"","","",0]
["2015-08-07T04:59:59.999",19,95,2.7777777777777777,0,2.7777777777777777,44.053799573787956,-19.477381051082158,-132.41675814664416,154,3,8.2761191128159872,null,45,"","","",2.7777777777777777]
["2015-08-07T05:59:59.999",18.8,95,22.222222222222221,0,22.222222222222221,60.923887294034046,-10.147889124564282,-121.07793184082877,46,3,8.2783577956396304,null,45,"","","",22.222222222222221]
["2015-08-07T08:59:59.999",18,94,133.33333333333334,5.5555555555555554,130.55555555555554,44.427403919608935,22.977013685845261,-92.970128044915299,22,4,8.285071609809405,null,385,27,"",60,133.33333333333334]
["2015-08-07T12:59:59.999",17.3,93,400,80.555555555555557,333.33333333333331,68.523268026848541,64.476921080608605,-31.232678512874578,84,4,8.2940181056888349,null,445,27,"",60,400]
["2015-08-07T15:59:59.999",16.8,91,80.555555555555557,5.5555555555555554,77.777777777777771,53.751827258828712,54.391569479546582,59.469592382537606,167,6,8.3007239950653542,null,145,27,"",60,80.555555555555557]
[{"$f":"A5255+1/24","v":"2015-08-07T18:59:59.999"},16,89,0,0,0,69.347246534818169,20.609423379479264,94.834469996267458,128,6,8.3074264363415509,null,1105,27,"",60,0]
["2015-08-07T22:59:59.999",18.2,89,0,0,0,27.548056251563708,-21.193617684170505,134.95324061582005,226,3,8.3163576073628462,null,445,"","","",0]
["2015-08-08T01:59:59.999",16.600000000000001,93,0,0,0,48.647257848783966,-34.709964263767162,-178.17715513914087,119,3,8.3230518824147275,null,45,"","","",0]
["2015-08-08T03:59:59.999",14.5,95,0,0,0,46.186629181892386,-27.35202410406762,-145.53106394441389,143,4,8.3275127613166546,null,45,"","","",0]
["2015-08-08T06:59:59.999",13.3,100,244.44444444444443,155.55555555555554,175,28.749401839027882,0.13795299149802659,-110.91093282910036,42,4,8.3342011000211329,null,985,27,"",60,244.44444444444443]
["2015-08-08T09:59:59.999",15.4,94,441.66666666666663,113.88888888888889,347.22222222222223,42.06771444552902,34.454468787991736,-82.971224829379523,77,0,8.3408858356216946,null,145,27,"",60,441.66666666666663]
["2015-08-08T13:59:59.999",22.4,60,777.77777777777783,863.88888888888891,127.77777777777777,56.6203194179364,67.03017714083073,3.8420129165983483,114,0,8.349793158100578,null,145,27,"",60,777.77777777777783]
["2015-08-08T16:59:59.999",26.7,50,225,438.88888888888886,94.444444444444443,47.352148675393494,43.482783206673702,73.970077924205,0,3,8.3564693661218286,null,445,27,"",60,225]
["2015-08-08T19:59:59.999",22.6,57,0,0,0,63.792532990471443,8.9371792322846613,103.61992695634008,213,3,8.3631418679340364,null,505,27,"",60,0]
["2015-08-08T23:59:59.999",20.100000000000001,69,0,0,0,61.30992484150272,-28.668996716525225,148.58029042148249,348,2,8.3720327184073273,null,45,"","","",0]
["2015-08-09T02:59:59.999",18.7,77,0,0,0,48.35980125924516,-32.867855581636697,-160.91169710648836,202,2,8.3786964522826963,null,45,"","","",0]
["2015-08-09T04:59:59.999",16.3,82,58.333333333333329,347.22222222222223,27.777777777777779,58.994686975421814,-19.894362800475399,-132.00365575799393,265,2,8.3831368272570632,null,45,"","","",58.333333333333329]
["2015-08-09T07:59:59.999",17,83,480.55555555555554,436.11111111111109,216.66666666666666,53.858684745459072,11.150156789449152,-101.49629075636544,257,2,8.3897941954608513,null,385,27,"",60,480.55555555555554]
["2015-08-09T10:59:59.999",22.7,63,938.88888888888891,888.88888888888891,158.33333333333334,39.379532274607243,45.634100570025993,-70.945731972492112,199,2,8.3964477031570617,null,145,27,"",60,938.88888888888891]
["2015-08-09T14:59:59.999",28.9,29,608.33333333333337,783.33333333333326,119.44444444444444,50.952639319483751,62.616596712128008,36.669401354994974,247,3,8.4053129882745221,null,145,27,"",60,608.33333333333337]
["2015-08-09T17:59:59.999",27.2,28,52.777777777777779,113.88888888888889,38.888888888888886,70.417013623065657,31.850626346502018,84.856149179371627,97,3,8.4119573683472257,null,1105,27,"",60,52.777777777777779]
["2015-08-09T20:59:59.999",24.1,39,0,0,0,82.660236848377735,-2.3233429422271819,112.70341982950053,337,3,8.4185977852938194,null,505,27,"",60,0]
["2015-08-09T23:59:59.999",21.7,51,0,0,0,54.536272147083253,-28.941551798443097,148.47625036872438,259,3,8.4252342083682592,null,45,"","","",0]
["2015-08-10T04:59:59.999",18.100000000000001,74,25,30.555555555555554,22.222222222222221,38.987441505615209,-20.105428420673423,-131.78909854715303,55,0,8.4362859547717655,null,45,"","","",25]
["2015-08-10T05:59:59.999",17.8,78,88.888888888888886,38.888888888888886,77.777777777777771,38.309058642500986,-10.697626344092001,-120.40269576963351,204,0,8.4384949500091189,null,45,"","","",88.888888888888886]
["2015-08-10T08:59:59.999",18.7,79,600,438.88888888888886,277.77777777777777,71.35980125924516,22.548607206440408,-92.158805531544743,225,3,8.445119207176484,null,385,27,"",60,600]
["2015-08-10T11:59:59.999",22.9,58,669.44444444444446,322.22222222222223,386.11111111111109,47.555317851239693,55.817429850823544,-54.549240875435416,160,3,8.4517393476738736,null,145,27,"",60,669.44444444444446]
["2015-08-10T15:59:59.999",29.1,31,441.66666666666663,766.66666666666663,83.333333333333329,87.203880096283967,53.706448211634687,58.578218934535172,107,3,8.4605597449852628,null,145,27,"",60,441.66666666666663]
["2015-08-10T18:59:59.999",28.3,34,0,0,0,78.213802024087613,20.023310948004745,94.160306891752427,322,3,8.4671701607497418,null,1105,27,"",60,0]
["2015-08-10T22:59:59.999",23.9,56,0,0,0,61.470090690694519,-21.950787004890071,134.50996973449784,5,3,8.475977480618976,null,445,"","","",0]
["2015-08-11T00:59:59.999",22.1,68,0,0,0,54.866455514690244,-34.189404028559039,164.40188208954552,203,3,8.4803783053843507,null,45,"","","",0]
["2015-08-11T05:59:59.999",17.8,80,86.111111111111114,36.111111111111107,77.777777777777771,56.309058642500986,-10.883243418355503,-120.16758085626587,156,1,8.4913720254199188,null,45,"","","",86.111111111111114]
["2015-08-11T06:59:59.999",18.399999999999999,78,163.88888888888889,50,141.66666666666666,29.671018809028965,-0.35382898427377751,-110.18651011121241,32,1,8.4935693303410122,null,985,27,"",60,163.88888888888889]
["2015-08-11T09:59:59.999",22,71,441.66666666666663,116.66666666666666,344.44444444444446,51.283020993698869,34.015075394424983,-82.055157955106822,350,1,8.5001583465823725,null,145,27,"",60,441.66666666666663]
["2015-08-11T12:59:59.999",23.6,63,736.11111111111109,516.66666666666663,305.55555555555554,55.689373265190227,63.482267956374393,-29.878973476291165,83,1,8.5067429913149866,null,445,27,"",60,736.11111111111109]
["2015-08-11T16:59:59.999",27.6,54,61.111111111111107,11.111111111111111,58.333333333333329,56.879951347315227,42.851284675773648,73.138510880552914,147,5,8.5155156648083761,null,445,27,"",60,61.111111111111107]
["2015-08-11T19:59:59.999",26.1,54,0,0,0,54.694493938565245,8.3167497695433052,102.9950348367481,168,5,8.5220899908254619,null,505,27,"",60,0]
["2015-08-11T21:59:59.999",23.4,56,0,0,0,54.505224808615708,-13.093758170058615,122.55791845638059,168,2,8.5264703916843096,null,445,27,"",60,0]
["2015-08-12T03:59:59.999",19.8,74,0,0,0,60.596709818588295,-28.322602700475649,-144.77970426946041,80,2,8.5395995759898717,null,45,"","","",0]
["2015-08-12T06:59:59.999",18.399999999999999,78,227.7777777777778,136.11111111111111,169.44444444444443,37.671018809028965,-0.51953268910960404,-109.93565009046165,48,2,8.5461573521443199,null,985,27,"",60,227.7777777777778]
["2015-08-12T07:59:59.999",18.5,77,341.66666666666669,163.88888888888889,244.44444444444443,53.233367413756127,10.697076597797347,-100.71750911825576,2,2,8.548342260252296,null,385,27,"",60,341.66666666666669]
["2015-08-12T10:59:59.999",21.1,66,275,22.222222222222221,255.55555555555554,31.05873456353396,45.14352777346361,-69.890348246841015,215,4,8.5548939170090428,null,145,27,"",60,275]
["2015-08-12T13:59:59.999",25.2,48,344.44444444444446,77.777777777777771,286.11111111111109,72.24911228107544,65.856579781256897,4.0376887538412127,17,4,8.5614409488238401,null,145,27,"",60,344.44444444444446]
["2015-08-12T17:59:59.999",27.9,39,11.111111111111111,2.7777777777777777,11.111111111111111,44.733615178723994,31.23431959196515,84.104671049881745,285,2,8.5701630778318858,null,1105,27,"",60,11.111111111111111]
["2015-08-12T20:59:59.999",25.7,49,0,0,0,53.268248923833426,-2.9947857755753908,112.12041112728876,180,3,8.5766992002662974,null,505,27,"",60,0]
["2015-08-12T22:59:59.999",23.4,61,0,0,0,30.505224808615708,-22.478933418452101,134.20945519621804,170,3,8.5810539915878774,null,445,"","","",0]
["2015-08-13T04:59:59.999",17.8,92,8.3333333333333339,2.7777777777777777,8.3333333333333339,27.309058642500986,-20.747962352678691,-131.11381834499849,343,3,8.5941056735479524,null,45,"","","",8.3333333333333339]
["2015-08-13T07:59:59.999",17.8,89,130.55555555555557,8.3333333333333339,125,54.309058642500986,10.544407124993077,-100.44898353246157,74,3,8.6006243198835826,null,385,27,"",60,130.55555555555557]
["2015-08-13T08:59:59.999",18.8,84,91.666666666666671,2.7777777777777777,88.888888888888886,49.923887294034046,22.111173118835229,-91.306227787696074,202,1,8.6027961286675207,null,385,27,"",60,91.666666666666671]
["2015-08-13T11:59:59.999",21.5,62,111.11111111111111,2.7777777777777777,108.33333333333333,68.374731165618414,55.214618522313472,-53.364463454437917,123,1,8.6093083193931967,null,145,27,"",60,111.11111111111111]
["2015-08-13T15:59:59.999",27.9,45,50,0,50,33.733615178723994,52.972792419365462,57.69979721304545,209,5,8.6179836488821202,null,145,27,"",60,50]
["2015-08-13T18:59:59.999",24.9,53,0,0,0,58.444901256730418,19.394968631337303,93.473138792415995,276,5,8.6244844133376368,null,1105,27,"",60,0]
["2015-08-13T23:59:59.999",20.100000000000001,67,0,0,0,45.30992484150272,-30.078762185227124,148.05926599744348,211,1,8.6353080122310537,null,45,"","","",0]
["2015-08-14T02:59:59.999",19.600000000000001,71,0,0,0,48.457486721065209,-34.250902152719355,-160.20632606299645,315,3,8.6417955174465533,null,45,"","","",0]
["2015-08-14T05:59:59.999",18.5,76,58.333333333333329,13.888888888888889,55.555555555555557,54.233367413756127,-11.446321311170314,-119.43293833390251,152,3,8.6482779953537605,null,45,"","","",58.333333333333329]
["2015-08-14T08:59:59.999",18.8,71,194.44444444444446,16.666666666666668,183.33333333333334,48.923887294034046,21.963420396609905,-91.013351301804448,315,5,8.6547554159379185,null,385,27,"",60,194.44444444444446]
["2015-08-14T09:59:59.999",19.600000000000001,65,197.22222222222223,11.111111111111111,188.88888888888889,50.457486721065209,33.563569471366499,-81.098091940644906,148,5,8.6569134270987025,null,145,27,"",60,197.22222222222223]
["2015-08-14T12:59:59.999",23.8,41,213.88888888888889,13.888888888888889,202.77777777777777,46.875918378214749,62.698429396833014,-28.837531701920756,99,5,8.6633840579363195,null,445,27,"",60,213.88888888888889]
["2015-08-14T16:59:59.999",27.6,27,102.77777777777777,52.777777777777779,88.888888888888886,44.879951347315227,42.173874874081392,72.304826302694138,186,2,8.6720035847975527,null,445,27,"",60,102.77777777777777]
["2015-08-14T19:59:59.999",25.4,33,0,0,0,67.454947167197474,7.6557791349745203,102.35667356246194,177,2,8.6784622054507956,null,505,27,"",60,0]
["2015-08-15T00:59:59.999",23,39,0,0,0,54.144104949193718,-35.413390288135311,164.2844296517911,90,1,8.6892150093826732,null,45,"","","",0]
["2015-08-15T03:59:59.999",19.2,46,0,0,0,60.186034783481205,-29.073366396360697,-144.15947849765206,163,2,8.6956597047671025,null,45,"","","",0]
["2015-08-15T06:59:59.999",15.4,56,130.55555555555557,27.777777777777779,119.44444444444444,60.06771444552902,-1.0213478146029189,-109.15596337260378,220,2,8.7020991234446594,null,985,27,"",60,130.55555555555557]
["2015-08-15T07:59:59.999",16.8,58,169.44444444444443,19.444444444444443,158.33333333333334,56.751827258828712,10.236765404515829,-99.899071159905773,187,2,8.7042444185816681,null,385,27,"",60,169.44444444444443]
["2015-08-15T10:59:59.999",24.2,47,369.44444444444446,58.333333333333329,319.44444444444446,58.256211502303927,44.635397190441601,-68.795695463784014,60,4,8.7106767552748092,null,145,27,"",60,369.44444444444446]
["2015-08-15T13:59:59.999",28.3,27,163.88888888888889,8.3333333333333339,158.33333333333334,59.213802024087613,64.932740497703307,4.2258692379487641,296,4,8.7171037457300748,null,145,27,"",60,163.88888888888889]
["2015-08-15T17:59:59.999",29.8,16,16.666666666666668,8.3333333333333339,16.666666666666668,79.602824187484828,30.575069933523285,83.344862035491559,309,3,8.725664698537333,null,1105,27,"",60,16.666666666666668]
["2015-08-15T21:59:59.999",25.6,25,0,0,0,46.66320787280273,-14.102450933950712,121.83773280961721,77,1,8.7342160235535076,null,445,27,"",60,0]
["2015-08-16T00:59:59.999",22.1,35,0,0,0,60.866455514690244,-35.729910933055599,164.25891181388607,48,1,8.7406231567313775,null,45,"","","",0]
["2015-08-16T04:59:59.999",18.399999999999999,48,2.7777777777777777,0,2.7777777777777777,56.671018809028965,-21.40286312578608,-130.3919683002382,248,2,8.7491574637876894,null,45,"","","",2.7777777777777777]
["2015-08-16T07:59:59.999",18.7,54,80.555555555555557,2.7777777777777777,77.777777777777771,62.35980125924516,10.081841244619305,-99.617868647568173,138,2,8.7555517527769169,null,385,27,"",60,80.555555555555557]
["2015-08-16T08:59:59.999",20,54,102.77777777777777,2.7777777777777777,100,43.738268585315893,21.665065836547836,-90.415214343399867,202,1,8.7576819496756837,null,385,27,"",60,102.77777777777777]
["2015-08-16T11:59:59.999",26.3,46,133.33333333333334,2.7777777777777777,130.55555555555554,53.9112706300333,54.586758513765027,-52.149033983124873,339,1,8.7640688267364446,null,145,27,"",60,133.33333333333334]
["2015-08-16T14:59:59.999",26,38,61.111111111111107,0,61.111111111111107,61.087019749532658,60.615232383281608,35.116328077105258,22,5,8.7704501103467134,null,145,27,"",60,61.111111111111107]
["2015-08-16T18:59:59.999",16.5,44,0,0,0,74.095830186326168,18.726171278573812,92.775100715306692,56,5,8.7789497365069504,null,1105,27,"",60,0]
["2015-08-16T22:59:59.999",19.8,65,0,0,0,40.596709818588295,-23.58819716579394,133.59675137608937,259,3,8.7874392962681664,null,445,"","","",0]
["2015-08-17T01:59:59.999",15,82,0,0,0,38.892695131966207,-37.413675381042651,-177.61652814974124,226,3,8.7937998179740617,null,45,"","","",0]
["2015-08-17T05:59:59.999",13,94,83.333333333333329,41.666666666666664,72.222222222222214,50.152682930749222,-12.017481449242675,-118.65568110074909,230,3,8.802271593437057,null,45,"","","",83.333333333333329]
["2015-08-17T08:59:59.999",14.6,92,325,75,272.22222222222223,54.726714845221466,21.514479971512952,-90.110172621128072,67,1,8.8086186967897682,null,385,27,"",60,325]
["2015-08-17T09:59:59.999",15.6,89,436.11111111111109,119.44444444444444,338.88888888888886,43.158621583740228,33.099931952597416,-80.103580227860789,182,1,8.8107331105306006,null,145,27,"",60,436.11111111111109]
["2015-08-17T12:59:59.999",18,78,611.11111111111109,319.44444444444446,350,56.427403919608935,61.883210368597744,-27.782106266718387,292,1,8.8170724743939459,null,445,27,"",60,611.11111111111109]
["2015-08-17T15:59:59.999",20.100000000000001,68,413.88888888888886,755.55555555555554,80.555555555555557,31.30992484150272,51.922863095272533,56.555045297995626,344,2,8.8234059993926337,null,145,27,"",60,413.88888888888886]
["2015-08-17T19:59:59.999",20.3,65,0,0,0,46.454993094454437,6.9562589202821146,101.70637701766439,60,2,8.8318415660310947,null,505,27,"",60,0]
["2015-08-17T23:59:59.999",17.600000000000001,74,0,0,0,52.193017251752735,-31.286914410370343,147.64093427436165,229,2,8.8402666308992295,null,45,"","","",0]
["2015-08-18T03:59:59.999",14.6,88,0,0,0,52.726714845221466,-29.841000288789438,-143.49107036161473,158,1,8.84868112464736,null,45,"","","",0]
["2015-08-18T06:59:59.999",13.4,94,133.33333333333334,30.555555555555554,119.44444444444444,58.282757540967168,-1.5293660976629821,-108.33728932186523,59,1,8.8549850159918435,null,985,27,"",60,133.33333333333334]
["2015-08-18T09:59:59.999",16.600000000000001,85,761.11111111111109,641.66666666666663,244.44444444444443,46.647257848783966,32.942674340711712,-79.764384219828273,119,2,8.8612828929313956,null,145,27,"",60,761.11111111111109]
[{"$f":"A5511+1/24","v":"2015-08-18T10:59:59.999"},18.3,79,813.88888888888891,636.11111111111109,269.44444444444446,29.109248553856162,44.109492073747077,-67.666569991186577,337,2,8.86338084366934,null,145,27,"",60,813.88888888888891]
["2015-08-18T13:59:59.999",23.3,57,686.11111111111109,686.11111111111109,191.66666666666666,63.914048317209392,63.974006842697662,4.4434727441167636,150,2,8.8696706560470968,null,145,27,"",60,686.11111111111109]
["2015-08-18T16:59:59.999",26.2,43,183.33333333333334,369.44444444444446,86.111111111111114,62.302577429636131,41.202540672010691,71.195736271340678,73,4,8.8759543860233947,null,445,27,"",60,183.33333333333334]
["2015-08-18T20:59:59.999",24.7,48,0,0,0,79.245116709502383,-4.4537449221384859,110.91572094374212,202,1,8.8843231808623013,null,505,27,"",60,0]
["2015-08-19T00:59:59.999",19.600000000000001,74,0,0,0,38.457486721065209,-36.703260004865982,164.19155592058283,331,1,8.8926810419362017,null,45,"","","",0]
["2015-08-19T04:59:59.999",14.8,93,13.888888888888889,19.444444444444443,13.888888888888889,61.808576678427528,-22.068094652172107,-129.62479774205306,343,1,8.9010279004485966,null,45,"","","",13.888888888888889]
["2015-08-19T07:59:59.999",14.8,89,372.22222222222223,233.33333333333331,238.88888888888889,37.808576678427528,9.6129107084143399,-98.750412716776268,354,1,8.9072807825675664,null,385,27,"",60,372.22222222222223]
["2015-08-19T10:59:59.999",19.7,64,494.44444444444446,144.44444444444443,372.22222222222223,51.026806510482174,43.930199225388478,-67.28337254151063,142,3,8.9135274081450273,null,145,27,"",60,494.44444444444446]
["2015-08-19T11:59:59.999",21.2,54,436.11111111111109,97.222222222222214,352.77777777777777,56.636849045923441,53.933880793774883,-50.909541822396228,218,3,8.9156082213284638,null,145,27,"",60,436.11111111111109]
["2015-08-19T14:59:59.999",25.9,28,200,33.333333333333336,180.55555555555554,52.480154455387151,59.686817278461653,34.518865275358053,90,3,8.9218464598646872,null,145,27,"",60,200]
["2015-08-19T18:59:59.999",25,30,0,0,0,58.045699965390668,18.01892939966735,92.068110028032009,209,3,8.9301542689519984,null,1105,27,"",60,0]
["2015-08-19T21:59:59.999",21.4,44,0,0,0,73.794846946278028,-15.177351930383848,121.09673231547072,310,2,8.9363777066489529,null,445,27,"",60,0]
["2015-08-20T01:59:59.999",17.399999999999999,58,0,0,0,49.079276581054671,-38.379740837334033,-177.36553592229063,1,2,8.944665676635422,null,45,"","","",0]
["2015-08-20T05:59:59.999",14.6,59,33.333333333333336,2.7777777777777777,33.333333333333336,59.726714845221466,-12.595205711446885,-117.83766633594885,88,0,8.9529422161565222,null,45,"","","",33.333333333333336]
["2015-08-20T08:59:59.999",17.3,52,319.44444444444451,75,266.66666666666669,45.523268026848541,21.057155712099473,-89.172493962128328,112,2,8.9591420785681777,null,385,27,"",60,319.44444444444451]
["2015-08-20T11:59:59.999",22.3,39,341.66666666666669,47.222222222222221,302.77777777777777,83.035104324896793,53.710709675886491,-50.492150872549743,196,2,8.965335444313407,null,145,27,"",60,341.66666666666669]
["2015-08-20T12:59:59.999",23.8,35,391.66666666666663,86.111111111111114,322.22222222222223,65.875918378214749,61.037659073375174,-26.719759866476814,55,2,8.9673984509009266,null,445,27,"",60,391.66666666666663]
["2015-08-20T15:59:59.999",28.7,26,169.44444444444443,58.333333333333329,144.44444444444443,67.703881572920636,51.08481304730342,55.719944574484551,192,3,8.973583109822151,null,145,27,"",60,169.44444444444443]
["2015-08-20T18:59:59.999",26.5,24,0,0,0,66.130487788635662,17.775018642519136,91.830756093236943,114,3,8.9797612052129896,null,1105,27,"",60,0]
["2015-08-20T23:59:59.999",23.7,34,0,0,0,73.282346037720401,-32.236014647806655,147.3259577595019,349,3,8.9900433675613645,null,45,"","","",0]
[{"$f":"A5575+1/24","v":"2015-08-21T02:59:59.999"},20.2,47,0,0,0,45.882166211507752,-36.303975939111325,-159.00965174239306,157,2,8.9962038204387049,null,45,"","","",0]
["2015-08-21T06:59:59.999",17.899999999999999,62,347.22222222222223,577.77777777777771,108.33333333333333,74.867943097280488,-2.0426008150864114,-107.48189657173378,259,2,9.0044073798225384,null,985,27,"",60,347.22222222222223]
["2015-08-21T09:59:59.999",19.5,60,738.88888888888891,608.33333333333337,252.77777777777777,57.888750051894647,32.462687124955451,-78.725647354073686,314,0,9.0105522290924416,null,145,27,"",60,738.88888888888891]
["2015-08-21T12:59:59.999",22.9,46,705.55555555555554,516.66666666666663,291.66666666666669,73.555317851239693,60.749263313400604,-26.365252918655628,188,0,9.0166903436598638,null,445,27,"",60,705.55555555555554]
["2015-08-21T13:59:59.999",23.7,43,522.22222222222229,316.66666666666669,297.22222222222223,52.282346037720401,62.982670647194425,4.6851617525737161,347,0,9.0187348803354013,null,145,27,"",60,522.22222222222229]
["2015-08-21T16:59:59.999",19.2,50,77.777777777777771,33.333333333333336,69.444444444444443,78.186034783481205,40.425793459089419,70.369449430408579,161,3,9.0248639710955469,null,445,27,"",60,77.777777777777771]
["2015-08-21T19:59:59.999",15.4,70,0,0,0,47.06771444552902,5.9674357166157828,100.8230559798431,316,3,9.0309862608878824,null,505,27,"",60,0]
["2015-08-22T00:59:59.999",17.100000000000001,77,0,0,0,39.412972504158972,-37.710310858282654,164.13780873005533,113,5,9.0411748869689816,null,45,"","","",0]
["2015-08-22T03:59:59.999",15.8,83,0,0,0,59.251797898657628,-30.886647972569239,-142.52596284558058,201,4,9.0472789023475588,null,45,"","","",0]
["2015-08-22T07:59:59.999",14.9,99,269.44444444444446,94.444444444444443,216.66666666666666,28.350353631716928,9.138116661571301,-97.849240497736602,241,4,9.0554068439133655,null,385,27,"",60,269.44444444444446]
["2015-08-22T10:59:59.999",18.2,74,869.44444444444446,813.88888888888891,183.33333333333334,51.548056251563708,43.380220507530112,-66.115847431354211,56,5,9.0614947042953915,null,145,27,"",60,869.44444444444446]
["2015-08-22T11:59:59.999",20.399999999999999,59,822.22222222222217,683.33333333333337,244.44444444444443,47.028405889600776,53.256081210538902,-49.652442287268713,147,5,9.0635224434642012,null,145,27,"",60,822.22222222222217]
["2015-08-22T14:59:59.999",26.7,21,411.11111111111109,311.11111111111109,230.55555555555554,94.352148675393494,58.720174771546681,33.960914411048087,315,5,9.0696010034903729,null,145,27,"",60,411.11111111111109]
["2015-08-22T20:59:59.999",22.6,36,0,0,0,55.792532990471443,-5.5048898133291457,110.08683040992614,360,2,9.081737071111359,null,505,27,"",60,0]
["2015-08-22T22:59:59.999",19.899999999999999,49,0,0,0,67.167197043961153,-25.373318005558104,132.6484537779082,98,2,9.0857761587007637,null,445,"","","",0]
["2015-08-23T01:59:59.999",16.399999999999999,63,0,0,0,55.544973359901292,-39.373989835530523,-177.08196221236534,79,2,9.091828884988276,null,45,"","","",0]
["2015-08-23T04:59:59.999",13.4,67,22.222222222222221,91.666666666666671,16.666666666666668,49.282757540967168,-22.967797578754897,-128.5339352693648,160,1,9.0978745002512333,null,45,"","","",22.222222222222221]
["2015-08-23T08:59:59.999",17.2,54,652.77777777777771,663.88888888888891,188.88888888888889,54.967833466275181,20.59154108841479,-88.203385988246367,0,0,9.1059242106315654,null,385,27,"",60,652.77777777777771]
["2015-08-23T11:59:59.999",23.9,35,838.88888888888891,736.11111111111109,219.44444444444443,63.470090690694519,53.024638400874473,-49.230587846192705,208,0,9.111953124703156,null,145,27,"",60,838.88888888888891]
["2015-08-23T12:59:59.999",25.1,29,630.55555555555554,380.55555555555554,327.77777777777777,72.647103504908955,60.162922248912736,-25.657038623585148,114,0,9.1139611631706643,null,445,27,"",60,630.55555555555554]
["2015-08-23T15:59:59.999",27.4,18,133.33333333333334,30.555555555555554,119.44444444444444,84.647253270343128,50.206386990165782,54.907121166754592,20,3,9.1199804654413548,null,145,27,"",60,133.33333333333334]
["2015-08-23T21:59:59.999",22.7,35,0,0,0,63.379532274607243,-16.312400370471241,120.33567079815799,21,0,9.13199731803536,null,445,27,"",60,0]
["2015-08-23T23:59:59.999",20,46,0,0,0,62.738268585315893,-33.219036736008974,147.00936358468752,29,0,9.1359964603181751,null,45,"","","",0]
["2015-08-24T02:59:59.999",16.3,58,0,0,0,64.994686975421814,-37.218468520154659,-158.42163065337448,0,0,9.1419890748991008,null,45,"","","",0]
["2015-08-24T05:59:59.999",13.8,59,83.333333333333329,55.555555555555557,72.222222222222214,45.421771075378331,-13.373323404010161,-116.68710404292645,182,0,9.1479743462069045,null,45,"","","",83.333333333333329]
["2015-08-24T09:59:59.999",20.7,46,594.44444444444446,327.77777777777777,336.11111111111109,73.75216374286822,31.97022233969593,-77.658131084513187,141,0,9.155943237187893,null,145,27,"",60,594.44444444444446]
["2015-08-24T12:59:59.999",25.4,30,363.88888888888886,75,305.55555555555554,88.454947167197474,59.865071194419194,-25.303770872941971,227,0,9.1619112664794287,null,445,27,"",60,363.88888888888886]
["2015-08-24T13:59:59.999",26.6,25,269.44444444444446,47.222222222222221,236.11111111111111,90.741012562096444,61.96105546234611,4.9458038661049164,79,0,9.1638989586034008,null,145,27,"",60,269.44444444444446]
["2015-08-24T18:59:59.999",27.6,19,0,0,0,60.879951347315227,16.760918942033516,90.874392358542892,207,5,9.1738249909173337,null,1105,27,"",60,0]
["2015-08-24T20:59:59.999",25.8,23,0,0,0,47.873897649114099,-6.051742148594121,109.66526351788643,157,2,9.1777895849043674,null,505,27,"",60,0]
["2015-08-25T00:59:59.999",22.7,39,0,0,0,62.379532274607243,-38.748468185663704,164.09725216758181,147,2,9.1857087526787993,null,45,"","","",0]
["2015-08-25T03:59:59.999",19.899999999999999,48,0,0,0,68.167197043961153,-31.68448642295477,-141.74778413179175,16,2,9.1916393287548495,null,45,"","","",0]
["2015-08-25T07:59:59.999",18.600000000000001,48,213.88888888888889,50,186.11111111111111,38.796294764846493,8.6578397618622631,-96.917085059884869,70,2,9.1995349783098384,null,385,27,"",60,213.88888888888889]
["2015-08-25T10:59:59.999",23.1,40,119.44444444444444,2.7777777777777777,116.66666666666666,67.733488790771446,42.811909322067983,-64.925240172880123,172,2,9.2054478410238296,null,145,27,"",60,119.44444444444444]
["2015-08-25T13:59:59.999",26.4,30,411.11111111111109,166.66666666666666,294.44444444444446,51.520573947179741,61.614195006675295,5.0360452533008777,227,2,9.2113530666419052,null,145,27,"",60,411.11111111111109]
["2015-08-25T14:59:59.999",27.4,28,227.7777777777778,58.333333333333329,194.44444444444443,76.647253270343128,57.7183222336744,33.440601477287821,270,3,9.2133197733220378,null,145,27,"",60,227.7777777777778]
["2015-08-25T19:59:59.999",26.4,32,0,0,0,56.520573947179741,4.9197852943357638,99.923584239067438,184,3,9.22314049725777,null,505,27,"",60,0]
["2015-08-25T21:59:59.999",24,40,0,0,0,76.064863379317671,-16.9004488611324,119.94769875427197,255,4,9.2270627902216411,null,445,27,"",60,0]
["2015-08-26T01:59:59.999",19.5,60,0,0,0,68.888750051894647,-40.39384393061551,-176.76572622463544,34,4,9.2348970518479998,null,45,"","","",0]
["2015-08-26T04:59:59.999",15.5,75,2.7777777777777777,0,2.7777777777777777,49.612884563994726,-23.649759453702675,-127.66698648281012,83,0,9.2407636825680566,null,45,"","","",2.7777777777777777]
["2015-08-26T08:59:59.999",16.399999999999999,74,197.22222222222223,19.444444444444443,183.33333333333334,52.544973359901292,20.117637220146946,-87.206010359082796,225,1,9.2485737178847103,null,385,27,"",60,197.22222222222223]
["2015-08-26T11:59:59.999",22.3,46,430.55555555555554,102.77777777777777,344.44444444444446,59.035104324896793,52.313910122072883,-47.95974903984623,0,1,9.2544221049825879,null,145,27,"",60,430.55555555555554]
["2015-08-26T14:59:59.999",28.5,20,341.66666666666669,197.22222222222223,230.55555555555554,65.457603569445666,57.377078187072954,33.275129174240043,315,2,9.2602626282269824,null,145,27,"",60,341.66666666666669]
["2015-08-26T16:59:59.999",29.5,18,152.77777777777777,344.44444444444446,75,51.713823900074146,39.046697943076261,69.009442870214642,48,2,9.2641519282266387,null,445,27,"",60,152.77777777777777]
["2015-08-26T19:59:59.999",26,28,0,0,0,68.087019749532658,4.6494120964218206,99.696452864032779,309,2,9.2699792849723259,null,505,27,"",60,0]
["2015-08-26T23:59:59.999",21.4,35,0,0,0,42.794846946278028,-34.233239505934115,146.69038908551977,22,3,9.2777367445978438,null,45,"","","",0]
["2015-08-27T02:59:59.999",18.399999999999999,34,0,0,0,57.671018809028965,-38.150047969301383,-157.78863446500759,67,1,9.283545542370053,null,45,"","","",0]
["2015-08-27T05:59:59.999",15.1,35,102.77777777777777,119.44444444444444,77.777777777777771,73.435601571221468,-13.961161189890138,-115.78214560688865,289,1,9.2893463414432702,null,45,"","","",102.77777777777777]
["2015-08-27T09:59:59.999",20,30,577.77777777777771,313.88888888888886,333.33333333333331,72.738268585315893,31.465044411125337,-76.565678744656111,47,1,9.2970682513701597,null,145,27,"",60,577.77777777777771]
["2015-08-27T12:59:59.999",25.5,18,511.11111111111109,216.66666666666666,341.66666666666669,53.058774089414214,58.953391120347511,-24.249827673591263,270,1,9.3028502824269275,null,445,27,"",60,511.11111111111109]
["2015-08-27T15:59:59.999",28.4,9,363.88888888888886,722.22222222222217,77.777777777777771,72.835393444727401,48.977385025293785,53.859968956256921,80,3,9.3086242254011058,null,145,27,"",60,363.88888888888886]
["2015-08-27T17:59:59.999",27,9,22.222222222222221,91.666666666666671,16.666666666666668,101.18922913466361,27.549793674469054,80.269632869330536,230,3,9.3124690141344146,null,1105,27,"",60,22.222222222222221]
["2015-08-27T20:59:59.999",22.8,18,0,0,0,74.967127093976728,-6.8963157197205165,109.02440702795964,22,2,9.3182294175802713,null,505,27,"",60,0]
["2015-08-28T00:59:59.999",19.600000000000001,46,0,0,0,59.457486721065209,-39.815081519048697,164.06925015205735,45,2,9.3258972586745976,null,45,"","","",0]
["2015-08-28T03:59:59.999",15.7,67,0,0,0,67.704925897627959,-32.491496463376841,-140.92419286169095,169,1,9.331638582353273,null,45,"","","",0]
["2015-08-28T06:59:59.999",12.1,76,30.555555555555554,0,30.555555555555554,65.392568881752709,-3.2558718271895462,-105.35691839647461,49,1,9.3373716846555777,null,985,27,"",60,30.555555555555554]
["2015-08-28T10:59:59.999",19.5,55,97.222222222222229,0,97.222222222222214,52.888750051894647,42.225057210088345,-63.716462067987322,6,3,9.3450029863761266,null,145,27,"",60,97.222222222222229]
["2015-08-28T13:59:59.999",25.8,26,69.444444444444443,0,69.444444444444443,65.873897649114099,60.555883573015279,5.3144188840398572,326,3,9.3507168023021698,null,145,27,"",60,69.444444444444443]
["2015-08-28T14:59:59.999",27.4,19,55.555555555555557,0,55.555555555555557,77.647253270343128,56.684342504295941,32.955551936639317,225,3,9.3526195623137234,null,145,27,"",60,55.555555555555557]
["2015-08-28T18:59:59.999",25.8,18,0,0,0,89.873897649114099,15.68988471949981,89.909219953280072,351,3,9.3602213497736475,null,1105,27,"",60,0]
["2015-08-28T21:59:59.999",22.4,34,0,0,0,42.6203194179364,-17.805758566799902,119.35637610593911,106,0,9.3659129477839596,null,445,27,"",60,0]
["2015-08-29T01:59:59.999",19.5,57,0,0,0,58.888750051894647,-41.43670952282249,-176.41690901474561,185,0,9.3734887049152054,null,45,"","","",0]
["2015-08-29T04:59:59.999",15.4,64,2.7777777777777777,0,2.7777777777777777,58.06771444552902,-24.33599093934658,-126.76030656035863,228,4,9.3791607084993256,null,45,"","","",2.7777777777777777]
["2015-08-29T07:59:59.999",14.7,59,36.111111111111107,0,36.111111111111107,37.267363880186963,8.0093899339405894,-95.630924091099132,116,4,9.3848242706731071,null,385,27,"",60,36.111111111111107]
["2015-08-29T11:59:59.999",21.5,38,280.55555555555554,30.555555555555554,255.55555555555554,41.374731165618414,51.578850092679716,-46.685632289160147,159,2,9.3923625105038884,null,145,27,"",60,280.55555555555554]
["2015-08-29T14:59:59.999",24.4,27,194.44444444444446,38.888888888888886,172.22222222222223,77.449965983156062,56.333083607484511,32.801239410552341,180,7,9.3980062741427233,null,145,27,"",60,194.44444444444446]
["2015-08-29T15:59:59.999",25.2,28,125,33.333333333333336,111.11111111111111,70.24911228107544,48.340175105730353,53.35242401508556,159,7,9.3998856347187729,null,145,27,"",60,125]
["2015-08-29T19:59:59.999",23.1,47,0,0,0,72.733488790771446,3.819647565079618,99.010077029580586,75,7,9.407393581392272,null,505,27,"",60,0]
["2015-08-29T22:59:59.999",19.100000000000001,61,0,0,0,54.619626613596495,-27.613647986277797,131.49452659549743,44,4,9.4130145439542527,null,445,"","","",0]
["2015-08-30T02:59:59.999",14.8,77,0,0,0,45.808576678427528,-39.096202403285311,-157.11098333109814,135,1,9.4204957812981807,null,45,"","","",0]
["2015-08-30T05:59:59.999",12.8,91,11.111111111111111,0,11.111111111111111,59.090989927550197,-14.551414501524437,-114.84380184992959,18,1,9.4260966410751319,null,45,"","","",11.111111111111111]
["2015-08-30T08:59:59.999",14.2,87,144.44444444444443,8.3333333333333339,138.88888888888889,30.569748507383451,19.472727176131045,-85.837820484058469,135,1,9.431688842121936,null,385,27,"",60,144.44444444444443]
["2015-08-30T12:59:59.999",23.6,42,180.55555555555554,11.111111111111111,172.22222222222223,69.689373265190227,58.015630822854405,-23.208754385604131,268,1,9.4391315963016016,null,445,27,"",60,180.55555555555554]
["2015-08-30T15:59:59.999",29.5,26,94.444444444444443,13.888888888888889,88.888888888888886,77.713823900074146,48.016305727714958,53.102665452857821,286,5,9.4447034930205724,null,145,27,"",60,94.444444444444443]
["2015-08-30T16:59:59.999",28.6,30,41.666666666666664,8.3333333333333339,38.888888888888886,50.080432808658998,37.874738579375723,67.941175733896699,62,5,9.446558849892531,null,445,27,"",60,41.666666666666664]
["2015-08-30T20:59:59.999",18,60,0,0,0,48.427403919608935,-7.7674478593023739,108.37362551096882,135,7,9.4539705417583804,null,505,27,"",60,0]
["2015-08-30T23:59:59.999",16.600000000000001,64,0,0,0,51.647257848783966,-35.629097666522334,146.25962277830743,115,7,9.45951906157058,null,45,"","","",0]
["2015-08-31T03:59:59.999",16.100000000000001,65,0,0,0,59.895823956627737,-33.305525069335047,-140.0564753608472,199,3,9.466903373693782,null,45,"","","",0]
["2015-08-31T06:59:59.999",13.1,74,125,33.333333333333336,111.11111111111111,41.684364923583985,-3.7810374063244843,-104.39717709143497,51,3,9.4724312888257387,null,985,27,"",60,125]
["2015-08-31T09:59:59.999",18.8,68,341.66666666666669,69.444444444444443,288.88888888888886,52.923887294034046,30.771244541039632,-75.077037531168415,287,0,9.477950330691769,null,145,27,"",60,341.66666666666669]
["2015-08-31T13:59:59.999",27.1,34,238.88888888888889,36.111111111111107,213.88888888888889,39.802814688346473,59.472857521025595,5.6008107043281523,279,0,9.4852952061603588,null,145,27,"",60,238.88888888888889]
["2015-08-31T17:59:59.999",29.6,22,8.3333333333333339,5.5555555555555554,8.3333333333333339,63.342866887127741,26.421845984093757,79.245272487682172,244,5,9.4926242010512603,null,1105,27,"",60,8.3333333333333339]
[{"$f":"A5831+1/24","v":"2015-08-31T18:59:59.999"},28.3,23,0,0,0,73.213802024087613,14.85318804081226,89.181101334124037,150,5,9.4944539613612093,null,1105,27,"",60,0]
["2015-08-31T21:59:59.999",24.4,31,0,0,0,43.449965983156062,-18.736250439954269,118.75360484116449,61,4,9.499937255036933,null,445,27,"",60,0]
["2015-09-01T00:59:59.999",20.3,38,0,0,0,83.454993094454437,-41.276825577369337,164.04992056575296,140,4,9.5054115480903292,null,45,"","","",0]
["2015-09-01T04:59:59.999",16.8,46,0,0,0,65.751827258828712,-25.024921265566693,-125.81599420606217,334,4,9.5126965607236507,null,45,"","","",0]
["2015-09-01T07:59:59.999",14.7,49,163.88888888888889,25,150,68.267363880186963,7.5171852613444754,-94.637646142090261,240,4,9.5181497538265916,null,385,27,"",60,163.88888888888889]
["2015-09-01T11:59:59.999",12.6,55,819.44444444444446,783.33333333333326,183.33333333333334,58.03152230615899,50.819909487449117,-45.413987848737406,193,8,9.5254065414634539,null,145,27,"",60,819.44444444444446]
["2015-09-01T14:59:59.999",12.2,64,430.55555555555554,466.66666666666663,180.55555555555554,60.91925076346746,55.261149281533584,32.358895846003847,360,6,9.5308384971492188,null,145,27,"",60,430.55555555555554]
["2015-09-01T18:59:59.999",9.9,82,0,0,0,49.944948464997651,14.568502043166431,88.937760066747302,68,6,9.5380668768570231,null,1105,27,"",60,0]
["2015-09-01T19:59:59.999",10.199999999999999,86,0,0,0,56.490360086547298,2.9642063597477804,98.316701366009539,2,6,9.5398714248927341,null,505,27,"",60,0]
["2015-09-01T22:59:59.999",10.9,91,0,0,0,63.115458144539446,-28.617022715710934,130.98230300193293,209,2,9.5452789416049075,null,445,"","","",0]
["2015-09-02T01:59:59.999",10.199999999999999,91,0,0,0,63.490360086547298,-42.858496448510159,-175.90159277717734,48,2,9.5506772477565232,null,45,"","","",0]
["2015-09-02T05:59:59.999",9.6999999999999993,97,127.77777777777777,308.33333333333331,66.666666666666671,57.917400283616701,-15.143121114651443,-113.87461373139719,34,2,9.5578606185584594,null,45,"","","",127.77777777777777]
["2015-09-02T08:59:59.999",10.6,89,300,75,250,59.558558556396463,18.979070775815991,-84.787223431085422,0,0,9.5632373362736462,null,385,27,"",60,300]
["2015-09-02T12:59:59.999",15.6,46,377.77777777777777,97.222222222222214,302.77777777777777,48.158621583740228,57.053317742455263,-22.185379784687807,87,0,9.570391832047763,null,445,27,"",60,377.77777777777777]
["2015-09-02T15:59:59.999",19.7,23,211.11111111111111,186.11111111111111,141.66666666666666,64.026806510482174,47.025097464294085,52.369286231843638,313,4,9.575746825787629,null,145,27,"",60,211.11111111111111]
["2015-09-02T19:59:59.999",17.5,33,0,0,0,74.635859524206637,2.6738791375005531,98.084107666846677,136,4,9.5828722661799492,null,505,27,"",60,0]
["2015-09-02T20:59:59.999",16.100000000000001,39,0,0,0,62.895823956627737,-8.6620879051070965,107.71310256693094,315,2,9.5846510217272218,null,505,27,"",60,0]
["2015-09-02T23:59:59.999",12.8,57,0,0,0,60.090989927550197,-36.704869908256313,145.93078606247545,127,2,9.5899810228033875,null,45,"","","",0]
["2015-09-03T03:59:59.999",9.4,79,0,0,0,65.380159660255799,-34.124508469978601,-139.14613807602817,46,1,9.5970730371432609,null,45,"","","",0]
["2015-09-03T06:59:59.999",7.9,86,280.55555555555554,422.22222222222223,122.22222222222221,69.767080389937007,-4.3086248828181004,-103.41199344995668,244,1,9.6023810256520452,null,985,27,"",60,280.55555555555554]
["2015-09-03T09:59:59.999",11.6,74,588.88888888888891,369.44444444444446,308.33333333333331,35.76745608681523,30.23537636233543,-73.941653384748733,300,1,9.6076795392097836,null,145,27,"",60,588.88888888888891]
["2015-09-03T13:59:59.999",18.2,35,222.22222222222223,30.555555555555554,202.77777777777777,77.548056251563708,58.367570609887061,5.8910325776174437,64,1,9.6147294427445793,null,145,27,"",60,222.22222222222223]
["2015-09-03T16:59:59.999",21.1,27,50,22.222222222222221,47.222222222222221,82.05873456353396,36.649441476794721,66.893162859550699,8,3,9.6200057527537375,null,445,27,"",60,50]
["2015-09-03T20:59:59.999",17.2,42,0,0,0,63.967833466275181,-8.9649787588745973,107.49077573642482,180,3,9.6270259627961412,null,505,27,"",60,0]
["2015-09-03T21:59:59.999",16.2,47,0,0,0,79.444970638935615,-19.688766431744554,118.1390098070645,80,3,9.6287783539338072,null,445,27,"",60,0]
["2015-09-04T00:59:59.999",13.5,59,0,0,0,61.816671925498895,-42.399264206836342,164.04745544785936,196,3,9.6340291256250143,null,45,"","","",0]
["2015-09-04T04:59:59.999",10.3,79,8.3333333333333339,5.5555555555555554,8.3333333333333339,42.006589328302937,-25.715104321841935,-124.8363387655406,299,0,9.6410151835948525,null,45,"","","",8.3333333333333339]
["2015-09-04T07:59:59.999",10.199999999999999,87,458.33333333333337,580.55555555555554,150,63.490360086547298,7.020008463842613,-93.623166651221723,265,0,9.6462434674105104,null,385,27,"",60,458.33333333333337]
["2015-09-04T10:59:59.999",15.4,70,700,511.11111111111109,291.66666666666669,62.06771444552902,40.78286900244666,-60.852743646926761,164,1,9.6514620731859946,null,145,27,"",60,700]
["2015-09-04T13:59:59.999",20.3,42,397.22222222222223,186.11111111111111,275,58.454993094454437,57.99462539445048,5.987944884578396,165,1,9.6566709767584449,null,145,27,"",60,397.22222222222223]
["2015-09-04T18:59:59.999",20.100000000000001,40,0,0,0,82.30992484150272,13.69867310349939,88.206191511583143,353,4,9.6653308567762135,null,1105,27,"",60,0]
["2015-09-04T21:59:59.999",16.5,54,0,0,0,58.095830186326168,-20.01060265634619,117.93143246275187,78,3,9.670513770019685,null,445,27,"",60,0]
["2015-09-04T22:59:59.999",15.7,58,0,0,0,75.704925897627959,-29.64180154354603,130.45805486619923,158,3,9.6722392333034914,null,445,"","","",0]
["2015-09-05T01:59:59.999",14,67,0,0,0,55.494637741983183,-43.944939386790445,-175.47802473941414,332,3,9.6774090873353202,null,45,"","","",0]
["2015-09-05T05:59:59.999",11.5,76,50,22.222222222222221,47.222222222222221,62.244090135758938,-15.735448816238387,-112.87726173754324,137,2,9.6842869427161595,null,45,"","","",50]
["2015-09-05T08:59:59.999",14.5,69,250,44.444444444444443,219.44444444444443,35.186629181892386,18.476643213240301,-83.719435425873911,90,1,9.68943384079477,null,385,27,"",60,250]
["2015-09-05T11:59:59.999",19.600000000000001,43,197.22222222222223,11.111111111111111,188.88888888888889,40.457486721065209,49.771882127740085,-43.731734829492837,241,1,9.6945708608558512,null,145,27,"",60,197.22222222222223]
["2015-09-05T14:59:59.999",23.1,20,88.888888888888886,5.5555555555555554,86.111111111111114,65.733488790771446,53.793949544340407,31.812875995752918,360,1,9.6996979791142941,null,145,27,"",60,88.888888888888886]
["2015-09-05T19:59:59.999",20,30,0,0,0,86.738268585315893,1.7889926539442571,97.382119449521852,274,1,9.7082211077496297,null,505,27,"",60,0]
["2015-09-05T20:59:59.999",18.5,35,0,0,0,84.233367413756127,-9.5770534484422249,107.04288860064977,360,1,9.7099224153121781,null,505,27,"",60,0]
["2015-09-05T23:59:59.999",15,48,0,0,0,47.892695131966207,-37.802025344443095,145.59529355680473,98,1,9.7150196859110736,null,45,"","","",0]
[{"$f":"A5959+1/24","v":"2015-09-06T02:59:59.999"},12.7,54,0,0,0,71.560978138671771,-41.346754447110627,-155.35936751302415,0,0,9.7201069600264667,null,45,"","","",0]
["2015-09-06T06:59:59.999",11.5,50,75,8.3333333333333339,72.222222222222214,49.244090135758938,-4.8383054089613831,-102.40425695996815,180,0,9.7268744013895905,null,985,27,"",60,75]
["2015-09-06T09:59:59.999",17.899999999999999,40,122.22222222222221,2.7777777777777777,119.44444444444444,65.867943097280488,29.685928855085894,-72.794495477867287,129,0,9.7319382588550951,null,145,27,"",60,122.22222222222221]
["2015-09-06T11:59:59.999",22.7,32,269.44444444444446,30.555555555555554,244.44444444444443,74.379532274607243,49.503610154879013,-43.31482246706522,149,0,9.7353085681559204,null,145,27,"",60,269.44444444444446]
["2015-09-06T17:59:59.999",18,51,0,0,0,78.427403919608935,24.641210489364084,77.71905792490665,289,6,9.7453925605597256,null,1105,27,"",60,0]
["2015-09-06T20:59:59.999",14.9,75,0,0,0,40.350353631716928,-9.8859911696348703,106.8173219372319,67,3,9.7504193627513622,null,505,27,"",60,0]
["2015-09-06T21:59:59.999",14.4,81,0,0,0,32.64710649869761,-20.660028046840832,117.51207927350036,111,3,9.7520927067657333,null,445,27,"",60,0]
["2015-09-07T00:59:59.999",13.5,90,0,0,0,55.816671925498895,-43.540999681414881,164.05374507454957,19,3,9.7571059566081679,null,45,"","","",0]
["2015-09-07T03:59:59.999",12.6,94,0,0,0,68.03152230615899,-35.220810679626993,-137.86908453452344,246,1,9.7621090151018848,null,45,"","","",0]
["2015-09-07T07:59:59.999",12.1,95,111.11111111111111,8.3333333333333339,105.55555555555556,31.392568881752709,6.5178271872344009,-92.590590000751362,204,1,9.7687638665198673,null,385,27,"",60,111.11111111111111]
["2015-09-07T10:59:59.999",14.6,82,588.88888888888891,319.44444444444446,336.11111111111109,70.726714845221466,40.133486831862456,-59.618500945986483,161,0,9.7737430551961584,null,145,27,"",60,588.88888888888891]
["2015-09-07T12:59:59.999",16.899999999999999,69,752.77777777777771,847.22222222222217,130.55555555555554,46.304969795271575,55.399435130392561,-20.530685349092956,179,0,9.7770568110788556,null,445,27,"",60,752.77777777777771]
["2015-09-07T18:59:59.999",20.3,41,0,0,0,61.454993094454437,12.807660460657837,87.472731274927625,72,0,9.7869706282276461,null,1105,27,"",60,0]
["2015-09-07T21:59:59.999",16.899999999999999,47,0,0,0,68.304969795271575,-20.987364719503077,117.30025520132672,212,5,9.7919120538263282,null,445,27,"",60,0]
["2015-09-07T22:59:59.999",16,53,0,0,0,55.347246534818169,-30.68469904467851,129.92056402160406,140,5,9.7935568962641995,null,445,"","","",0]
["2015-09-08T01:59:59.999",14,72,0,0,0,56.494637741983183,-45.045731492672999,-175.02340217218304,100,5,9.7984845134458709,null,45,"","","",0]
["2015-09-08T04:59:59.999",12.1,88,5.5555555555555554,2.7777777777777777,5.5555555555555554,59.392568881752709,-26.635038463818677,-123.47946066220936,199,0,9.8034017476904278,null,45,"","","",5.5555555555555554]
["2015-09-08T08:59:59.999",13.4,85,608.33333333333337,694.44444444444446,158.33333333333334,64.282757540967168,17.965214082809499,-82.637905795263777,0,0,9.8099418694367522,null,385,27,"",60,608.33333333333337]
["2015-09-08T11:59:59.999",18.2,58,775,747.22222222222217,191.66666666666666,75.548056251563708,48.959773365571458,-42.486657681311094,195,0,9.8148347883711757,null,145,27,"",60,775]
["2015-09-08T13:59:59.999",21,40,597.22222222222217,700,152.77777777777777,64.481209192312917,56.482766792728306,6.3728468268247731,59,0,9.8180909253677342,null,145,27,"",60,597.22222222222217]
["2015-09-08T19:59:59.999",18.2,44,0,0,0,73.548056251563708,0.88578213161996444,96.674033387445689,81,2,9.827831379683591,null,505,27,"",60,0]
["2015-09-08T22:59:59.999",14.5,59,0,0,0,45.186629181892386,-31.035775273825948,129.73822329296203,347,2,9.8326858398785824,null,445,"","","",0]
["2015-09-08T23:59:59.999",13.6,62,0,0,0,64.351145382627749,-38.917442812342628,145.2513357564732,31,2,9.8343016518757089,null,45,"","","",0]
["2015-09-09T02:59:59.999",11,71,0,0,0,43.635522112048363,-42.323879005843992,-154.53767388144632,247,1,9.8391420520256858,null,45,"","","",0]
["2015-09-09T05:59:59.999",8.6,74,52.777777777777779,33.333333333333336,47.222222222222221,71.304723693533958,-16.524984756458327,-111.50852792481734,269,1,9.8439718809885655,null,45,"","","",52.777777777777779]
["2015-09-09T09:59:59.999",15.1,58,636.11111111111109,513.88888888888891,258.33333333333331,75.435601571221468,29.122690495674803,-71.63956642673017,55,0,9.8503951702256138,null,145,27,"",60,636.11111111111109]
["2015-09-09T14:59:59.999",23.9,28,427.77777777777777,586.11111111111109,136.11111111111111,45.470090690694519,52.290367497357494,31.309940209475052,180,3,9.8583977173722595,null,145,27,"",60,427.77777777777777]
["2015-09-09T17:59:59.999",23.1,44,2.7777777777777777,0,2.7777777777777777,65.733488790771446,23.717875423586719,76.961972572199471,231,3,9.8631850384500517,null,1105,27,"",60,2.7777777777777777]
["2015-09-09T20:59:59.999",17,68,0,0,0,32.858684745459072,-10.822901033928256,106.13406604610701,202,3,9.8679616770184175,null,505,27,"",60,0]
["2015-09-09T23:59:59.999",14.8,78,0,0,0,39.808576678427528,-39.292756009825155,145.13445414853655,7,3,9.872727610960867,null,45,"","","",0]
["2015-09-10T00:59:59.999",14.6,79,0,0,0,70.726714845221466,-44.699204141918408,164.06710733076915,60,3,9.8743138729871234,null,45,"","","",0]
["2015-09-10T03:59:59.999",13.3,84,0,0,0,53.749401839027882,-36.043892477468226,-136.86643704812377,222,0,9.8790654997772656,null,45,"","","",0]
["2015-09-10T07:59:59.999",12,92,333.33333333333331,252.77777777777777,205.55555555555554,55.866440624944403,6.0105460688315659,-91.543084958426888,72,0,9.8853842667538174,null,385,27,"",60,333.33333333333331]
["2015-09-10T10:59:59.999",16.899999999999999,79,544.44444444444446,266.66666666666669,336.11111111111109,71.304969795271575,39.465475776480019,-58.386904929314035,68,1,9.8901107619844364,null,145,27,"",60,544.44444444444446]
["2015-09-10T15:59:59.999",24.5,48,288.88888888888886,675,69.444444444444443,64.047746619621876,44.260198089706542,50.52486762168234,217,4,9.8979642272972193,null,145,27,"",60,288.88888888888886]
["2015-09-10T18:59:59.999",23.4,50,0,0,0,66.505224808615708,11.898743990005507,86.737792717478911,215,4,9.9026618548873753,null,1105,27,"",60,0]
["2015-09-10T21:59:59.999",19.399999999999999,62,0,0,0,54.320596104664332,-21.978329063713268,116.65587793177522,49,2,9.9073486171850291,null,445,27,"",60,0]
["2015-09-11T00:59:59.999",16.2,75,0,0,0,39.444970638935615,-45.088438734549428,164.07280352987715,24,2,9.9120244924898238,null,45,"","","",0]
["2015-09-11T01:59:59.999",15.3,79,0,0,0,71.523110835616194,-46.158293473332485,-174.53859584622001,21,2,9.9135806945162575,null,45,"","","",0]
["2015-09-11T04:59:59.999",12.4,93,2.7777777777777777,0,2.7777777777777777,54.974276954697928,-27.323246594505932,-122.42728619934947,271,2,9.9182420201616139,null,45,"","","",2.7777777777777777]
["2015-09-11T08:59:59.999",13.2,90,447.22222222222223,291.66666666666669,261.11111111111109,53.216604429810957,17.444542774276393,-81.5461259085168,247,2,9.9244401035178029,null,385,27,"",60,447.22222222222223]
["2015-09-11T12:59:59.999",22,46,247.22222222222223,33.333333333333336,222.22222222222223,73.283020993698869,54.036161858313477,-19.262663555844263,306,2,9.9306186915397827,null,445,27,"",60,247.22222222222223]
["2015-09-11T15:59:59.999",28.4,22,94.444444444444443,25,86.111111111111114,93.835393444727401,43.904449020873429,50.304921770704091,104,5,9.9352398081427982,null,145,27,"",60,94.444444444444443]
["2015-09-11T19:59:59.999",23.2,25,0,0,0,79.323469779041432,-3.240294713945574E-2,95.960028177178771,42,5,9.9413841570492867,null,505,27,"",60,0]
["2015-09-11T22:59:59.999",19.899999999999999,27,0,0,0,69.167197043961153,-32.097544761657069,129.1809017017755,160,2,9.9459795361470817,null,445,"","","",0]
["2015-09-12T01:59:59.999",18.5,26,0,0,0,78.233367413756127,-46.531319808569982,-174.37046703528233,36,2,9.9505638493855635,null,45,"","","",0]
["2015-09-12T02:59:59.999",17.600000000000001,27,0,0,0,69.193017251752735,-43.305220209720275,-153.67502790576896,0,0,9.9520894910483726,null,45,"","","",0]
["2015-09-12T05:59:59.999",13.9,38,100,263.88888888888886,58.333333333333329,63.957924091691041,-17.11623242770445,-110.45661193868122,226,0,9.956659016798417,null,45,"","","",100]
["2015-09-12T09:59:59.999",17.100000000000001,42,347.22222222222223,88.888888888888886,283.33333333333331,70.412972504158972,28.545504897947449,-70.480869153660805,87,2,9.9627344236718223,null,145,27,"",60,347.22222222222223]
["2015-09-12T13:59:59.999",26.1,21,627.77777777777794,869.44444444444446,91.666666666666671,57.694493938565245,54.943377408095287,6.7473922845018173,139,2,9.9687900199969643,null,145,27,"",60,627.77777777777794]
["2015-09-12T16:59:59.999",27.4,15,94.444444444444443,400,41.666666666666664,75.647253270343128,33.737542295679361,64.614035838581287,215,7,9.9733186865770449,null,445,27,"",60,94.444444444444443]
["2015-09-12T20:59:59.999",21.2,27,0,0,0,88.636849045923441,-11.772263854990491,105.44081636026847,45,2,9.9793394945997171,null,505,27,"",60,0]
["2015-09-12T23:59:59.999",16.100000000000001,45,0,0,0,79.895823956627737,-40.427531646305468,144.77597433706029,267,2,9.9838420129508396,null,45,"","","",0]
["2015-09-13T00:59:59.999",14.7,51,0,0,0,40.267363880186963,-45.87101826310014,164.08558856762247,244,2,9.9853403553919264,null,45,"","","",0]
["2015-09-13T03:59:59.999",11.6,64,0,0,0,64.76745608681523,-36.865796667115667,-135.82785027818358,315,1,9.9898278808956107,null,45,"","","",0]
["2015-09-13T06:59:59.999",10.4,66,175,138.88888888888889,127.77777777777777,53.523365229982232,-6.0812700231821601,-99.982061211610528,275,1,9.9943041375161261,null,985,27,"",60,175]
["2015-09-13T10:59:59.999",16.8,44,425,133.33333333333334,322.22222222222223,63.751827258828712,38.779103295485029,-57.162529589319135,24,0,10.000254914488353,null,145,27,"",60,425]
["2015-09-13T14:59:59.999",28.2,17,480.55555555555554,858.33333333333326,72.222222222222214,91.592828897244203,50.758095655885384,30.842447002466809,247,3,10.006185572067924,null,145,27,"",60,480.55555555555554]
["2015-09-13T17:59:59.999",27.6,20,0,0,0,49.879951347315227,22.460061859706574,75.959504764534486,285,3,10.010620332528255,null,1105,27,"",60,0]
["2015-09-13T21:59:59.999",23,38,0,0,0,55.144104949193718,-22.979970723317905,115.99754251401731,69,0,10.016515663803817,null,445,27,"",60,0]
["2015-09-14T00:59:59.999",20.100000000000001,45,0,0,0,63.30992484150272,-46.264148828595403,164.09250801020903,60,0,10.020923873718866,null,45,"","","",0]
["2015-09-14T01:59:59.999",18.899999999999999,45,0,0,0,69.488553266430245,-47.280064863683663,-174.02468888749306,87,0,10.022390741838763,null,45,"","","",0]
["2015-09-14T04:59:59.999",17.5,40,2.7777777777777777,0,2.7777777777777777,65.635859524206637,-28.008825364323293,-121.34872974603779,103,4,10.026783730078073,null,45,"","","",2.7777777777777777]
["2015-09-14T07:59:59.999",18.2,34,380.55555555555554,413.88888888888886,175,84.548056251563708,5.3259839860914635,-90.128771632568956,181,4,10.031165278323558,null,385,27,"",60,380.55555555555554]
["2015-09-14T11:59:59.999",17.100000000000001,47,658.33333333333337,516.66666666666663,266.66666666666669,60.412972504158972,47.272705845731437,-40.059682623304255,145,7,10.036989512048322,null,145,27,"",60,658.33333333333337]
["2015-09-14T15:59:59.999",15.8,61,119.44444444444444,61.111111111111107,100,75.251797898657628,42.826824792014925,49.657927616442002,200,1,10.042793324005,null,145,27,"",60,119.44444444444444]
["2015-09-14T19:59:59.999",14.1,53,0,0,0,52.031912416940202,-0.96211402725638195,95.24018690558627,327,1,10.04857666642037,null,505,27,"",60,0]
["2015-09-14T22:59:59.999",14.7,53,0,0,0,52.267363880186963,-33.16937899155289,128.6068919703167,200,2,10.05290071145185,null,445,"","","",0]
["2015-09-15T01:59:59.999",13.1,61,0,0,0,74.684364923583985,-47.655595960082152,-173.84713948919833,307,2,10.057213195564294,null,45,"","","",0]
["2015-09-15T02:59:59.999",12.5,64,0,0,0,37.502622041094412,-44.288554760783505,-152.7728880037962,247,2,10.058648117722628,null,45,"","","",0]
["2015-09-15T05:59:59.999",11.5,69,100,325,50,63.244090135758938,-17.706219997754154,-109.38637751507548,252,2,10.06294515622524,null,45,"","","",100]
["2015-09-15T08:59:59.999",12.7,64,611.11111111111109,805.55555555555554,111.11111111111111,44.560978138671771,16.735536837999188,-80.080568919520871,0,0,10.067230587301662,null,385,27,"",60,611.11111111111109]
["2015-09-15T13:59:59.999",20.3,28,280.55555555555554,88.888888888888886,227.77777777777777,68.454993094454437,53.774524595070631,7.0171325818155639,80,0,10.074347124280759,null,145,27,"",60,280.55555555555554]
["2015-09-15T16:59:59.999",22.7,17,83.333333333333329,416.66666666666663,36.111111111111107,55.379532274607243,32.731450229090299,63.878292159048968,35,3,10.078601505360949,null,445,27,"",60,83.333333333333329]
["2015-09-15T20:59:59.999",16.8,25,0,0,0,74.751827258828712,-12.73054248419022,104.73731292921404,360,3,10.084255841310853,null,505,27,"",60,0]
["2015-09-15T23:59:59.999",12.1,42,0,0,0,65.392568881752709,-41.57298259697852,144.40386566876271,41,3,10.0884829387024,null,45,"","","",0]
["2015-09-16T02:59:59.999",8.6999999999999993,61,0,0,0,39.812258732469672,-44.616402773850886,-152.46368712237106,0,0,10.092698310424321,null,45,"","","",0]
["2015-09-16T03:59:59.999",8,67,0,0,0,68.270842617614505,-37.684932851482522,-134.75584461290165,185,0,10.094100825252262,null,45,"","","",0]
["2015-09-16T06:59:59.999",7,80,108.33333333333333,36.111111111111107,97.222222222222214,43.257359367154606,-6.6167969317633331,-98.921123249123283,286,0,10.098300532396465,null,985,27,"",60,108.33333333333333]
["2015-09-16T09:59:59.999",10.7,75,705.55555555555554,797.22222222222217,141.66666666666666,66.076976753112717,27.754096296636597,-68.936968370430506,313,0,10.102488468414231,null,145,27,"",60,705.55555555555554]
["2015-09-16T14:59:59.999",19.5,45,286.11111111111109,225,183.33333333333334,46.888750051894647,49.59472221365936,30.510566439107706,180,3,10.109442151076991,null,145,27,"",60,286.11111111111109]
["2015-09-16T17:59:59.999",18.899999999999999,50,0,0,0,67.488553266430245,21.501193793594723,75.213003204046913,158,3,10.113598602773511,null,1105,27,"",60,0]
["2015-09-16T21:59:59.999",13.6,70,0,0,0,47.351145382627749,-23.988674190735939,115.32442356731342,184,3,10.119122114225988,null,445,27,"",60,0]
["2015-09-17T00:59:59.999",11.3,79,0,0,0,53.199011741403524,-47.449610032570114,164.11427965033383,106,3,10.123250904843978,null,45,"","","",0]
["2015-09-17T03:59:59.999",9,88,0,0,0,59.33810841890346,-37.957106022218497,-134.39155383931632,127,1,10.127367808811881,null,45,"","","",0]
["2015-09-17T04:59:59.999",8.1,92,0,0,0,48.775142669677734,-28.690894045692879,-120.24686021606966,245,1,10.128737465360496,null,45,"","","",0]
["2015-09-17T10:59:59.999",12.8,76,744.44444444444446,775,163.88888888888889,72.090989927550197,37.836101440156114,-55.548922643953297,351,2,10.136927585236402,null,145,27,"",60,744.44444444444446]
["2015-09-17T12:59:59.999",17.399999999999999,57,280.55555555555554,55.555555555555557,241.66666666666666,60.079276581054671,51.935422341894927,-17.470741690371657,131,2,10.139647010472498,null,445,27,"",60,280.55555555555554]
["2015-09-17T15:59:59.999",23.6,42,233.33333333333331,550,75,74.689373265190227,41.736420105973274,49.02890169006654,357,4,10.143716177773452,null,145,27,"",60,233.33333333333331]
["2015-09-17T18:59:59.999",21.2,50,0,0,0,72.636849045923441,9.7275100718368765,85.018499013663714,216,4,10.147773363667298,null,1105,27,"",60,0]
["2015-09-17T22:59:59.999",17.5,52,0,0,0,66.635859524206637,-34.247672160295764,128.01450588539458,184,2,10.153164274654239,null,445,"","","",0]
["2015-09-18T01:59:59.999",15.8,41,0,0,0,55.251797898657628,-48.785705023281302,-173.29651343254673,21,2,10.157193430973498,null,45,"","","",0]
["2015-09-18T04:59:59.999",11.4,37,0,0,0,46.72127548304951,-28.917336504107997,-119.87494402765178,220,3,10.161210543484117,null,45,"","","",0]
["2015-09-18T05:59:59.999",10.1,37,30.555555555555554,11.111111111111111,27.777777777777779,75.974677119065234,-18.29462758111222,-108.30102093258473,91,3,10.162546901369351,null,45,"","","",30.555555555555554]
["2015-09-18T11:59:59.999",15.8,25,591.66666666666663,408.33333333333331,288.88888888888886,63.251797898657628,46.105322905907805,-38.502193987561029,93,1,10.170536864599626,null,145,27,"",60,591.66666666666663]
["2015-09-18T13:59:59.999",19.100000000000001,18,194.44444444444446,30.555555555555554,177.77777777777777,74.619626613596495,52.596398636102293,7.2742473465231035,205,1,10.173189432445655,null,145,27,"",60,194.44444444444446]
["2015-09-18T16:59:59.999",21.3,20,36.111111111111107,55.555555555555557,30.555555555555554,53.215553039965073,31.713570724353175,63.153799548822292,234,4,10.177158184282828,null,445,27,"",60,36.111111111111107]
["2015-09-18T19:59:59.999",17.100000000000001,30,0,0,0,47.412972504158972,-2.2135398447402856,94.271330697740694,229,4,10.181114799871814,null,505,27,"",60,0]
["2015-09-18T23:59:59.999",13.6,32,0,0,0,55.351145382627749,-42.725729952840375,144.01552194054568,125,1,10.186371377059977,null,45,"","","",0]
["2015-09-19T02:59:59.999",10.4,31,0,0,0,55.523365229982232,-45.59907279067199,-151.5116048140008,360,3,10.190299603590633,null,45,"","","",0]
["2015-09-19T03:59:59.999",8.3000000000000007,33,0,0,0,67.785357777724641,-38.499834473822794,-133.65318551807317,55,3,10.191606302865241,null,45,"","","",0]
["2015-09-19T06:59:59.999",3.5,39,161.11111111111111,133.33333333333334,119.44444444444444,53.128204053159379,-7.1540441192372954,-97.851101525253213,246,3,10.195518262570811,null,985,27,"",60,161.11111111111111]
["2015-09-19T12:59:59.999",16.899999999999999,26,358.33333333333331,119.44444444444444,277.77777777777777,66.304969795271575,51.22285367691444,-16.905852389187267,291,0,10.203305500152016,null,445,27,"",60,358.33333333333331]
["2015-09-19T14:59:59.999",19.2,18,177.77777777777777,61.111111111111107,150,75.186034783481205,48.422851764443465,30.191348066944219,157,3,10.205890357730969,null,145,27,"",60,177.77777777777777]
["2015-09-19T17:59:59.999",20.2,16,0,0,0,56.882166211507752,20.53299693745571,74.471016936680101,347,3,10.209757418036274,null,1105,27,"",60,0]
["2015-09-19T20:59:59.999",15.4,24,0,0,0,75.06771444552902,-14.015853626451449,103.78283071266713,202,2,10.213612191154464,null,505,27,"",60,0]
["2015-09-20T00:59:59.999",9.1,46,0,0,0,43.847807783408996,-48.641894721409535,164.13547423053973,272,2,10.218732744402793,null,45,"","","",0]
["2015-09-20T03:59:59.999",6.2,55,0,0,0,70.285039515135168,-38.770292089957003,-133.27933421364224,313,0,10.222558778106812,null,45,"","","",0]
["2015-09-20T04:59:59.999",5.6,56,0,0,0,48.328110607177734,-29.368699652888949,-119.12491159649247,101,0,10.223831379890397,null,45,"","","",0]
["2015-09-20T09:59:59.999",12.4,41,291.66666666666669,61.111111111111107,250,59.974276954697928,26.937810000656114,-67.402826106616502,351,1,10.230173788479448,null,145,27,"",60,291.66666666666669]
["2015-09-20T11:59:59.999",17.3,32,519.44444444444446,288.88888888888886,308.33333333333331,54.523268026848541,45.51009057334624,-37.745029430441363,78,1,10.232701126250012,null,145,27,"",60,519.44444444444446]
["2015-09-20T15:59:59.999",24.3,22,63.888888888888886,13.888888888888889,61.111111111111107,77.852787745662965,40.636838309468288,48.416095501996615,134,3,10.237739272038567,null,145,27,"",60,63.888888888888886]
["2015-09-20T18:59:59.999",21.9,27,0,0,0,61.700179193125848,8.7838656986764647,84.279986096996581,124,3,10.24150339744067,null,1105,27,"",60,0]
["2015-09-20T21:59:59.999",18.100000000000001,38,0,0,0,82.987441505615209,-25.338197795538104,114.40243834234894,245,3,10.245255088667417,null,445,27,"",60,0]
["2015-09-21T01:59:59.999",14.6,56,0,0,0,65.726714845221466,-49.919148147928134,-172.7202331696983,105,3,10.250237971570476,null,45,"","","",0]
["2015-09-21T04:59:59.999",10.5,73,0,0,0,36.040688177372488,-29.59357522702868,-118.74704855986265,248,2,10.253960582267762,null,45,"","","",0]
["2015-09-21T05:59:59.999",9.4,78,22.222222222222221,5.5555555555555554,22.222222222222221,66.380159660255799,-18.881233048615954,-107.20383587399637,77,2,10.255198677382175,null,45,"","","",22.222222222222221]
["2015-09-21T10:59:59.999",15.4,58,375,108.33333333333333,297.22222222222223,37.06771444552902,36.862578903908599,-53.966157349380182,277,0,10.261368310922474,null,145,27,"",60,375]
["2015-09-21T12:59:59.999",21,34,455.5555555555556,261.11111111111109,280.55555555555554,44.481209192312917,50.505256990993196,-16.358253804598125,118,0,10.263826426210727,null,445,27,"",60,455.5555555555556]
["2015-09-21T16:59:59.999",25.7,11,19.444444444444443,16.666666666666668,19.444444444444443,92.268248923833426,30.687554195202793,62.439882221064963,159,3,10.268725935024653,null,445,27,"",60,19.444444444444443]
["2015-09-21T19:59:59.999",21.3,22,0,0,0,92.215553039965073,-3.156281409909901,93.537832744760152,240,3,10.272385915248762,null,505,27,"",60,0]
["2015-09-21T23:59:59.999",17.7,32,0,0,0,66.750750159276947,-43.882318927239879,143.6081132363656,255,4,10.277246321480414,null,45,"","","",0]
[{"$f":"A6343+1/24","v":"2015-09-22T02:59:59.999"},14.7,34,0,0,0,73.267363880186963,-46.578863817878151,-150.52446222753287,360,1,10.280876928724554,null,45,"","","",0]
["2015-09-22T05:59:59.999",8.6999999999999993,41,11.111111111111111,0,11.111111111111111,62.812258732469672,-19.076342096136269,-106.83606122782483,268,1,10.284494919488484,null,45,"","","",11.111111111111111]
["2015-09-22T07:59:59.999",9.6,43,52.777777777777779,0,52.777777777777779,51.404442907502698,3.9271312181426299,-87.2689765481732,192,1,10.286899895900536,null,385,27,"",60,52.777777777777779]
["2015-09-22T10:59:59.999",18.600000000000001,32,341.66666666666669,83.333333333333329,280.55555555555554,53.796294764846493,36.614639583011972,-53.576420998579827,199,0,10.290496822000121,null,145,27,"",60,341.66666666666669]
["2015-09-22T13:59:59.999",24.1,14,361.11111111111109,230.55555555555554,230.55555555555554,66.660236848377735,51.015898579376383,7.5931979429782874,192,0,10.294081087078069,null,145,27,"",60,361.11111111111109]
["2015-09-22T17:59:59.999",24.4,11,0,0,0,103.44996598315606,19.559103465153665,73.73336815849828,175,0,10.298840383584084,null,1105,27,"",60,0]
["2015-09-22T20:59:59.999",17.899999999999999,25,0,0,0,69.867943097280488,-14.980751810281703,103.05419756588738,0,0,10.302395041841081,null,505,27,"",60,0]
["2015-09-23T00:59:59.999",12.6,48,0,0,0,63.03152230615899,-49.838046051105238,164.15312453773655,78,0,10.307114802728822,null,45,"","","",0]
["2015-09-23T03:59:59.999",9.6,57,0,0,0,70.404442907502698,-39.577485876704344,-132.14053372898749,193,0,10.310639764557328,null,45,"","","",0]
["2015-09-23T06:59:59.999",7.4,54,111.11111111111111,50,97.222222222222214,53.256323233866169,-7.8732097875475517,-96.415957728795505,155,0,10.314151972099607,null,985,27,"",60,111.11111111111111]
["2015-09-23T08:59:59.999",11.6,47,247.22222222222223,63.888888888888886,208.33333333333331,63.76745608681523,15.265224661956795,-77.14726796070633,0,0,10.316486350046839,null,385,27,"",60,247.22222222222223]
["2015-09-23T11:59:59.999",20.9,30,255.55555555555554,36.111111111111107,230.55555555555554,80.904272531912909,44.604170053722626,-36.639137252763213,346,0,10.319977264336821,null,145,27,"",60,255.55555555555554]
["2015-09-23T14:59:59.999",26.7,17,452.77777777777783,950,52.777777777777779,91.352148675393494,46.852840373283762,29.780396084588737,202,2,10.323455381106669,null,145,27,"",60,452.77777777777783]
["2015-09-23T18:59:59.999",25.8,22,0,0,0,58.873897649114099,7.8375751104698512,83.540470304849364,52,2,10.328072935053791,null,1105,27,"",60,0]
["2015-09-23T21:59:59.999",20.6,36,0,0,0,73.176990814208978,-26.34888289121281,113.69145169544019,109,1,10.331521128418604,null,445,27,"",60,0]
["2015-09-24T01:59:59.999",13.4,57,0,0,0,66.282757540967168,-51.053459261325912,-172.12021792189685,102,1,10.336098726423293,null,45,"","","",0]
["2015-09-24T04:59:59.999",9.8000000000000007,66,0,0,0,73.430902007791815,-30.264737674024556,-117.60363033522758,215,0,10.33951690945935,null,45,"","","",0]
["2015-09-24T05:59:59.999",9.1999999999999993,67,25,11.111111111111111,25,53.358049189010728,-19.465901257524912,-106.09820499420981,15,0,10.340653440586465,null,45,"","","",25]
["2015-09-24T09:59:59.999",13.7,52,580.55555555555554,525,225,67.886178302494898,26.097048470589005,-65.8876595611016,247,0,10.345185233416668,null,145,27,"",60,580.55555555555554]
["2015-09-24T12:59:59.999",23,25,569.44444444444446,550,211.11111111111111,69.144104949193718,49.420996047314155,-15.570484551041815,88,0,10.348569013467497,null,445,27,"",60,569.44444444444446]
["2015-09-24T16:59:59.999",27.2,9,8.3333333333333339,2.7777777777777777,8.3333333333333339,101.41701362306566,29.657088258529718,61.735764586987287,9,3,10.353060604318841,null,445,27,"",60,8.3333333333333339]
["2015-09-24T19:59:59.999",22.1,16,0,0,0,81.866455514690244,-4.0985174521369236,92.798391235931462,338,3,10.356414190326033,null,505,27,"",60,0]
["2015-09-24T22:59:59.999",17.3,27,0,0,0,68.523268026848541,-36.767927685022229,126.55071009631611,298,2,10.359754810105125,null,445,"","","",0]
["2015-09-25T02:59:59.999",13.4,41,0,0,0,67.282757540967168,-47.553837641530336,-149.50464308037991,0,0,10.36418877339708,null,45,"","","",0]
["2015-09-25T05:59:59.999",10.7,54,52.777777777777779,108.33333333333333,38.888888888888886,48.076976753112717,-19.660347835901323,-105.72838092484258,307,0,10.367499078596337,null,45,"","","",52.777777777777779]
["2015-09-25T06:59:59.999",10.4,56,108.33333333333333,50,94.444444444444443,58.523365229982232,-8.2340934810139146,-95.696989445578296,302,0,10.368599621628439,null,985,27,"",60,108.33333333333333]
["2015-09-25T10:59:59.999",17.5,43,447.22222222222223,200,305.55555555555554,54.635859524206637,35.860428378807782,-52.42381951182324,250,1,10.372987318491953,null,145,27,"",60,447.22222222222223]
["2015-09-25T13:59:59.999",25.6,20,405.55555555555554,361.11111111111109,208.33333333333331,73.66320787280273,49.826915059122179,7.8116765591031774,84,1,10.376262876320826,null,145,27,"",60,405.55555555555554]
["2015-09-25T17:59:59.999",25.5,16,0,0,0,55.058774089414214,18.583189608026771,72.999806596543777,44,2,10.380609971499657,null,1105,27,"",60,0]
["2015-09-25T20:59:59.999",19.399999999999999,27,0,0,0,66.320596104664332,-15.942266117927078,102.31428586920497,22,2,10.383855036870482,null,505,27,"",60,0]
["2015-09-25T23:59:59.999",15.5,37,0,0,0,66.612884563994726,-45.424299955775169,143.02996444112162,113,2,10.387087008958321,null,45,"","","",0]
["2015-09-26T03:59:59.999",12.1,55,0,0,0,40.392568881752709,-40.377519178921908,-130.97849718606801,138,0,10.391375911890565,null,45,"","","",0]
["2015-09-26T07:59:59.999",11,74,400,655.55555555555554,105.55555555555556,62.635522112048363,3.2119346539967104,-85.839380546869918,151,0,10.395641475975287,null,385,27,"",60,400]
["2015-09-26T08:59:59.999",12.6,74,547.22222222222217,736.11111111111109,122.22222222222221,54.03152230615899,14.69557189962285,-76.057404019169752,0,0,10.396704216182705,null,385,27,"",60,547.22222222222217]
["2015-09-26T11:59:59.999",19.2,56,708.33333333333348,841.66666666666663,119.44444444444444,53.186034783481205,43.684151613153027,-35.571860304261463,60,0,10.399883666101125,null,145,27,"",60,708.33333333333348]
["2015-09-26T14:59:59.999",24.3,33,361.11111111111109,691.66666666666663,80.555555555555557,56.852787745662965,45.673983827425587,29.479638899249807,180,6,10.403049948521804,null,145,27,"",60,361.11111111111109]
["2015-09-26T18:59:59.999",21.1,32,0,0,0,44.05873456353396,6.8923156366083047,82.799903400793568,225,6,10.407251150311744,null,1105,27,"",60,0]
["2015-09-26T21:59:59.999",18.7,43,0,0,0,61.35980125924516,-27.354052492476875,112.96282703133063,110,4,10.410386651664167,null,445,27,"",60,0]
["2015-09-27T00:59:59.999",15.6,55,0,0,0,38.158621583740228,-51.433761350785836,164.16537754369179,202,4,10.413508936888586,null,45,"","","",0]
["2015-09-27T04:59:59.999",13.4,73,0,0,0,66.282757540967168,-30.930348703955136,-116.44827954580879,145,6,10.417651400455224,null,45,"","","",0]
["2015-09-27T08:59:59.999",12.8,84,127.77777777777777,8.3333333333333339,122.22222222222221,45.090989927550197,14.503471414855989,-75.696393997550487,180,5,10.42177030889153,null,385,27,"",60,127.77777777777777]
["2015-09-27T09:59:59.999",13.3,83,100,2.7777777777777777,97.222222222222214,59.749401839027882,25.450883875015144,-64.769163110429247,163,5,10.42279635153408,null,145,27,"",60,100]
["2015-09-27T12:59:59.999",15.4,74,94.444444444444443,2.7777777777777777,91.666666666666671,50.06771444552902,48.329512322062513,-14.824524343211158,168,5,10.425865628293312,null,445,27,"",60,94.444444444444443]
["2015-09-27T15:59:59.999",16.399999999999999,66,30.555555555555554,2.7777777777777777,30.555555555555554,63.544973359901292,38.055826747730691,47.039147490812454,83,7,10.428921617254751,null,145,27,"",60,30.555555555555554]
["2015-09-27T19:59:59.999",14.9,69,0,0,0,73.350353631716928,-5.0365329980121389,92.052959380170662,350,7,10.432975574848349,null,505,27,"",60,0]
["2015-09-27T22:59:59.999",14.2,74,0,0,0,61.569748507383451,-37.840661976089443,125.88396324509695,174,3,10.436000504028325,null,445,"","","",0]
["2015-09-28T01:59:59.999",13.1,81,0,0,0,60.684364923583985,-52.563029345946546,-171.28715805871343,130,3,10.439012098484643,null,45,"","","",0]
["2015-09-28T05:59:59.999",8.9,99,5.5555555555555554,0,5.5555555555555554,47.828950711476807,-20.24235033593828,-104.61688863057965,170,2,10.443006790764262,null,45,"","","",5.5555555555555554]
["2015-09-28T09:59:59.999",11.1,89,55.555555555555557,0,55.555555555555557,59.156135442846448,25.232618002022058,-64.400471721865557,335,0,10.446977719204385,null,145,27,"",60,55.555555555555557]
["2015-09-28T10:59:59.999",13.5,79,94.444444444444443,2.7777777777777777,91.666666666666671,64.816671925498895,35.091468830594103,-51.299029861361554,258,0,10.44796673437979,null,145,27,"",60,94.444444444444443]
["2015-09-28T13:59:59.999",21.1,49,527.77777777777783,830.55555555555554,86.111111111111114,55.05873456353396,48.638018313980652,8.0102295972607926,32,0,10.450924851118902,null,145,27,"",60,527.77777777777783]
["2015-09-28T16:59:59.999",22.2,51,5.5555555555555554,2.7777777777777777,5.5555555555555554,49.450483157807923,28.282630358332401,60.810734595385796,171,3,10.45386956403258,null,445,27,"",60,5.5555555555555554]
["2015-09-28T20:59:59.999",14.3,84,0,0,0,60.108146404271508,-16.896605763209578,101.56285399903379,45,2,10.457774973965641,null,505,27,"",60,0]
["2015-09-28T23:59:59.999",12.7,89,0,0,0,48.560978138671771,-46.575990598813554,142.56592969718912,29,2,10.460688358371264,null,45,"","","",0]
["2015-09-29T03:59:59.999",12.6,86,0,0,0,51.03152230615899,-41.169352137554775,-129.79681789430484,51,0,10.464551947873414,null,45,"","","",0]
["2015-09-29T06:59:59.999",11.4,92,155.55555555555554,177.77777777777777,105.55555555555556,50.72127548304951,-8.9586828038595225,-94.261268048294255,259,0,10.467433930328982,null,985,27,"",60,155.55555555555554]
["2015-09-29T10:59:59.999",12.4,92,586.11111111111109,491.66666666666663,244.44444444444443,50.974276954697928,34.832078693456843,-50.930901485457014,181,2,10.471255602004995,null,145,27,"",60,586.11111111111109]
["2015-09-29T11:59:59.999",12.9,89,288.88888888888886,61.111111111111107,247.22222222222223,38.621558061846258,42.751967021129779,-34.546052840276289,211,2,10.472207271716371,null,145,27,"",60,288.88888888888886]
["2015-09-29T14:59:59.999",15.8,81,175,91.666666666666671,138.88888888888889,64.251797898657628,44.497659875404402,29.182442864889026,45,3,10.475053277315583,null,145,27,"",60,175]
["2015-09-29T17:59:59.999",19,79,0,0,0,47.053799573787956,17.285235982761094,72.027576265152462,58,3,10.477885767371438,null,1105,27,"",60,0]
["2015-09-29T21:59:59.999",13.6,82,0,0,0,32.351145382627749,-28.349819862925944,112.21581345012063,108,2,10.48164137394212,null,445,27,"",60,0]
["2015-09-30T00:59:59.999",11.5,88,0,0,0,69.244090135758938,-52.627260688978978,164.1612769062703,32,2,10.484442276836342,null,45,"","","",0]
["2015-09-30T04:59:59.999",11.1,99,0,0,0,43.156135442846448,-31.590039503186532,-115.28472497469993,52,0,10.488155719993976,null,45,"","","",0]
["2015-09-30T07:59:59.999",11,99,161.11111111111111,47.222222222222221,141.66666666666666,57.635522112048363,2.4857376005988501,-84.420687685314462,13,0,10.490924965120058,null,385,27,"",60,161.11111111111111]
["2015-09-30T11:59:59.999",16.7,69,511.11111111111109,350,272.22222222222223,73.199256741498004,42.438891232020907,-34.213782226331546,164,0,10.494596151254379,null,145,27,"",60,511.11111111111109]
["2015-09-30T12:59:59.999",19,60,536.11111111111109,544.44444444444446,197.22222222222223,52.053799573787956,47.233387266492372,-14.121777296068576,2,0,10.495510169512492,null,445,27,"",60,536.11111111111109]
["2015-09-30T15:59:59.999",22.1,47,113.8888888888889,163.88888888888889,77.777777777777771,50.866455514690244,36.95186447291708,46.467396082340287,54,3,10.498243148898986,null,145,27,"",60,113.8888888888889]
["2015-09-30T18:59:59.999",17.100000000000001,60,0,0,0,61.412972504158972,5.6399779897725875,81.810762944167891,330,3,10.500962505369834,null,1105,27,"",60,0]
["2015-09-30T22:59:59.999",18.7,85,0,0,0,36.35980125924516,-38.903328556326457,125.19093167458058,17,5,10.504567101042394,null,445,"","","",0]
["2015-10-01T01:59:59.999",11.9,95,0,0,0,47.340865604942337,-53.689981298722081,-170.6409597903957,233,5,10.507254621854216,null,45,"","","",0]
["2015-10-01T04:59:59.999",9.3000000000000007,99,0,0,0,52.868833019863246,-31.80857116231201,-114.89571367310336,6,5,10.509928478026037,null,45,"","","",0]
["2015-10-01T09:59:59.999",5.0999999999999996,91,583.33333333333337,625,180.55555555555554,46.878545410033951,24.569501550759053,-63.308704200376823,8,7,10.514354505515495,null,145,27,"",60,583.33333333333337]
["2015-10-01T12:59:59.999",6.1,79,622.22222222222217,855.55555555555554,94.444444444444443,37.790892847190207,46.867440201067176,-13.897339836214657,241,7,10.516991862293315,null,445,27,"",60,622.22222222222217]
["2015-10-01T13:59:59.999",7,76,497.22222222222223,791.66666666666663,88.888888888888886,49.257359367154606,47.452121162653,8.1871527891883584,247,7,10.517867935214952,null,145,27,"",60,497.22222222222223]
["2015-10-01T16:59:59.999",8.4,69,11.111111111111111,11.111111111111111,11.111111111111111,38.29127359943044,27.256238157949348,60.12619080090176,209,7,10.520487009657096,null,445,27,"",60,11.111111111111111]
["2015-10-01T20:59:59.999",6.9,72,0,0,0,52.758954367138131,-17.839959992454968,100.79974820706785,45,4,10.523957755414374,null,505,27,"",60,0]
["2015-10-01T23:59:59.999",4.9000000000000004,81,0,0,0,55.902409488803414,-47.71945816347953,142.07201647749889,171,4,10.526544783984509,null,45,"","","",0]
["2015-10-02T02:59:59.999",3.4,90,0,0,0,47.648250079418858,-49.799894486376921,-147.0137889404794,360,3,10.529118058598543,null,45,"","","",0]
["2015-10-02T05:59:59.999",2.8,91,13.888888888888889,5.5555555555555554,13.888888888888889,50.779440827223709,-21.015276070028179,-103.13512565715786,318,3,10.531677567341859,null,45,"","","",13.888888888888889]
["2015-10-02T10:59:59.999",7.1,66,97.222222222222229,2.7777777777777777,94.444444444444443,53.756298372471463,34.045394660336683,-49.848693209613394,132,2,10.535912792264881,null,145,27,"",60,97.222222222222229]
["2015-10-02T13:59:59.999",9,47,41.666666666666664,0,41.666666666666664,63.33810841890346,47.057998571753615,8.241055669775653,274,2,10.538435534255287,null,145,27,"",60,41.666666666666664]
["2015-10-02T14:59:59.999",10.6,44,22.222222222222221,0,22.222222222222221,69.558558556396463,43.327195174026819,28.886464109127498,247,2,10.539273380157756,null,145,27,"",60,22.222222222222221]
["2015-10-02T17:59:59.999",10.9,54,0,0,0,41.115458144539446,16.319044091192438,71.302402954318197,146,2,10.541777707547636,null,1105,27,"",60,0]
["2015-10-02T21:59:59.999",6.5,76,0,0,0,52.770666798916693,-29.332270083351712,111.44978178032878,255,2,10.545095303982242,null,445,27,"",60,0]
["2015-10-03T00:59:59.999",5.8,80,0,0,0,61.311634802301171,-53.814536753608436,164.14119280418203,221,2,10.547567356310037,null,45,"","","",0]
["2015-10-03T02:59:59.999",5.5,82,0,0,0,47.837141721475177,-50.11654284481628,-146.64698062842183,225,2,10.549207696736079,null,45,"","","",0]
["2015-10-03T08:59:59.999",5,81,319.44444444444451,175,222.22222222222223,65.390214245441655,13.327982221676312,-73.563346031504338,202,3,10.554091747531444,null,385,27,"",60,319.44444444444451]
["2015-10-03T11:59:59.999",10.9,57,233.33333333333331,36.111111111111107,208.33333333333331,61.115458144539446,41.493753047676989,-33.247188549931487,298,3,10.556512956313039,null,145,27,"",60,233.33333333333331]
["2015-10-03T12:59:59.999",12.3,48,172.22222222222223,19.444444444444443,161.11111111111111,63.446486658325284,46.135293055872168,-13.463413681670408,127,3,10.557316939189135,null,445,27,"",60,172.22222222222223]
["2015-10-03T15:59:59.999",15.5,33,63.888888888888886,36.111111111111107,55.555555555555557,68.612884563994726,35.854460283682727,45.904180545393181,305,5,10.55971962187348,null,145,27,"",60,63.888888888888886]
["2015-10-03T18:59:59.999",14.4,39,0,0,0,66.64710649869761,4.7115474933750612,81.06759891123744,128,5,10.562108396997671,null,1105,27,"",60,0]
["2015-10-03T22:59:59.999",8.4,55,0,0,0,70.29127359943044,-39.951948510259911,124.46989319798459,183,3,10.565271777406741,null,445,"","","",0]
["2015-10-04T01:59:59.999",4.9000000000000004,62,0,0,0,61.902409488803414,-54.809852391286967,-169.97974819313396,73,3,10.56762805865613,null,45,"","","",0]
["2015-10-04T03:59:59.999",3,67,0,0,0,51.733634115204723,-42.468424884504152,-127.79424137861041,137,2,10.569191166728015,null,45,"","","",0]
["2015-10-04T09:59:59.999",5.2,59,333.33333333333331,125,255.55555555555554,58.367403361154516,23.89448066745782,-62.241152201783116,236,0,10.573843274360444,null,145,27,"",60,333.33333333333331]
["2015-10-04T12:59:59.999",8.6999999999999993,39,172.22222222222223,19.444444444444443,161.11111111111111,63.812258732469672,45.76929822558408,-13.253993097196089,85,0,10.576148374113563,null,445,27,"",60,172.22222222222223]
["2015-10-04T13:59:59.999",9.9,33,108.33333333333333,8.3333333333333339,105.55555555555556,59.944948464997651,46.272180650353896,8.3409467313769241,61,0,10.576913633750344,null,145,27,"",60,108.33333333333333]
["2015-10-04T16:59:59.999",12.8,32,19.444444444444443,61.111111111111107,16.666666666666668,60.090989927550197,26.23779829412527,59.448618557934971,107,0,10.57920008630618,null,445,27,"",60,19.444444444444443]
["2015-10-04T19:59:59.999",9.5,46,0,0,0,50.892029494615088,-7.1878243783777105,90.290438397919985,105,0,10.581472541104635,null,505,27,"",60,0]
["2015-10-04T23:59:59.999",5.4,55,0,0,0,49.346701137960508,-48.850919895468138,141.54468488985947,197,2,10.584480688370205,null,45,"","","",0]
["2015-10-05T04:59:59.999",1.1000000000000001,60,0,0,0,48.752170494658969,-32.675666424690441,-113.33776968979144,311,2,10.588205814062295,null,45,"","","",0]
["2015-10-05T06:59:59.999",-0.3,61,52.777777777777779,8.3333333333333339,50,58.252608551651178,-10.053273873024107,-92.12842898584779,67,2,10.589684947436554,null,985,27,"",60,52.777777777777779]
[{"$f":"A6663+1/24","v":"2015-10-05T10:59:59.999"},5,47,233.33333333333331,36.111111111111107,208.33333333333331,58.390214245441655,33.247099825795964,-48.802267712803641,184,1,10.592624482745119,null,145,27,"",60,233.33333333333331]
["2015-10-05T13:59:59.999",8.6999999999999993,28,244.44444444444443,111.11111111111111,188.88888888888889,78.812258732469672,45.880707883042703,8.386840801486164,87,1,10.594812732313761,null,145,27,"",60,244.44444444444443]
["2015-10-05T14:59:59.999",9.6,25,155.55555555555554,86.111111111111114,125,71.404442907502698,42.165920518128402,28.589556160235521,157,2,10.595539022658201,null,145,27,"",60,155.55555555555554]
["2015-10-05T17:59:59.999",10.4,31,0,0,0,69.523365229982232,15.363219845525377,70.580353148058066,274,2,10.597708509925138,null,1105,27,"",60,0]
["2015-10-05T20:59:59.999",7.7,44,0,0,0,51.761167877791479,-19.074087354490725,99.764082427544565,180,2,10.599863913738153,null,505,27,"",60,0]
["2015-10-06T00:59:59.999",4.4000000000000004,55,0,0,0,66.4712685843391,-54.992480349309233,164.10057198399545,169,2,10.602715860654182,null,45,"","","",0]
["2015-10-06T05:59:59.999",1.7,73,30.555555555555554,80.555555555555557,25,40.56834241109226,-21.784831625552545,-101.66150941332442,201,0,10.606245524981828,null,45,"","","",30.555555555555554]
["2015-10-06T08:59:59.999",3.2,77,341.66666666666669,233.33333333333331,216.66666666666666,70.689902863480484,12.725984424879039,-72.523813763167055,0,0,10.608344495833775,null,385,27,"",60,341.66666666666669]
["2015-10-06T11:59:59.999",10.4,60,283.33333333333331,69.444444444444443,238.88888888888889,57.523365229982232,40.541538493723003,-32.327572169907803,297,0,10.610429333985724,null,145,27,"",60,283.33333333333331]
["2015-10-06T14:59:59.999",15.5,44,236.11111111111111,313.88888888888886,127.77777777777777,58.612884563994726,41.781447086693724,28.49003864432423,292,1,10.612500029784592,null,145,27,"",60,236.11111111111111]
["2015-10-06T15:59:59.999",16.399999999999999,42,69.444444444444443,63.888888888888886,58.333333333333329,67.544973359901292,34.767231874471641,45.347902191534672,289,1,10.613187117313412,null,145,27,"",60,69.444444444444443]
["2015-10-06T18:59:59.999",14,50,0,0,0,78.494637741983183,3.7965129167456904,80.323366812817738,212,1,10.615238941738772,null,1105,27,"",60,0]
["2015-10-06T21:59:59.999",10.4,60,0,0,0,57.523365229982232,-30.614702122067861,110.39805607176142,106,1,10.617276601541903,null,445,27,"",60,0]
["2015-10-07T02:59:59.999",6.7,74,0,0,0,44.763744858502491,-51.37029213566656,-145.15775386236004,337,1,10.620641198680254,null,45,"","","",0]
["2015-10-07T05:59:59.999",3.6,90,11.111111111111111,5.5555555555555554,11.111111111111111,57.608678772565213,-21.976719122040002,-101.29540038214967,299,1,10.622641040210784,null,45,"","","",11.111111111111111]
["2015-10-07T09:59:59.999",6.9,82,400,233.33333333333331,255.55555555555554,64.758954367138131,23.208429955188869,-61.201257679357035,257,0,10.625285406823943,null,145,27,"",60,400]
["2015-10-07T12:59:59.999",12.8,45,575,819.44444444444446,97.222222222222214,62.090989927550197,44.672880438116167,-12.656258519154385,310,0,10.627252103309473,null,445,27,"",60,575]
["2015-10-07T15:59:59.999",16.7,21,130.55555555555557,466.66666666666663,50,65.199256741498004,34.407706224096266,45.163758662534953,152,3,10.629204579550191,null,145,27,"",60,130.55555555555557]
["2015-10-07T16:59:59.999",16.399999999999999,22,5.5555555555555554,2.7777777777777777,5.5555555555555554,69.544973359901292,25.231019047227896,58.777224681711182,347,3,10.629852243344953,null,445,27,"",60,5.5555555555555554]
["2015-10-07T19:59:59.999",12.9,37,0,0,0,58.621558061846258,-8.0847855706204861,89.525467591851339,96,3,10.631785745208052,null,505,27,"",60,0]
["2015-10-07T23:59:59.999",8.4,65,0,0,0,62.29127359943044,-49.96652061150364,140.98034327436727,110,2,10.634341593120268,null,45,"","","",0]
["2015-10-08T03:59:59.999",5.0999999999999996,83,0,0,0,51.878545410033951,-43.487118723291957,-126.17353278509914,87,0,10.636872102248756,null,45,"","","",0]
["2015-10-08T06:59:59.999",3.1,85,30.555555555555554,2.7777777777777777,30.555555555555554,58.211508868896487,-10.604295147407697,-91.078811353090344,37,0,10.638753342980197,null,985,27,"",60,30.555555555555554]
["2015-10-08T10:59:59.999",11.1,56,491.66666666666663,363.88888888888886,255.55555555555554,61.156135442846448,32.43883021811493,-47.794675819135804,165,1,10.641239459241707,null,145,27,"",60,491.66666666666663]
["2015-10-08T13:59:59.999",17,27,63.888888888888886,2.7777777777777777,63.888888888888886,61.858684745459072,44.713379206252597,8.5078015111047289,173,1,10.64308738171122,null,145,27,"",60,63.888888888888886]
["2015-10-08T16:59:59.999",18.3,25,0,0,0,83.109248553856162,24.898654591376108,58.554673265247018,300,3,10.644921010616409,null,445,27,"",60,0]
["2015-10-08T17:59:59.999",17.100000000000001,31,0,0,0,47.412972504158972,14.421464664947747,69.861211231122667,166,3,10.645529042434536,null,1105,27,"",60,0]
["2015-10-08T20:59:59.999",12.1,48,0,0,0,68.392568881752709,-19.977007254690054,98.973894076234316,0,0,10.647343600058804,null,505,27,"",60,0]
["2015-10-09T00:59:59.999",9,52,0,0,0,71.33810841890346,-56.15793650144861,164.03446550475849,247,0,10.649740743693366,null,45,"","","",0]
["2015-10-09T04:59:59.999",6.5,64,0,0,0,46.770666798916693,-33.531274030430907,-111.78400539515081,205,1,10.65211242178836,null,45,"","","",0]
["2015-10-09T07:59:59.999",5,75,352.77777777777777,677.77777777777771,83.333333333333329,55.390214245441655,0.81105401965435975,-81.310182236091109,260,1,10.653874456847602,null,385,27,"",60,352.77777777777777]
["2015-10-09T11:59:59.999",13.2,44,386.11111111111114,191.66666666666666,263.88888888888886,55.216604429810957,39.584661264494677,-31.456826824890797,125,2,10.656201523399437,null,145,27,"",60,386.11111111111114]
["2015-10-09T14:59:59.999",20.2,15,263.88888888888891,513.88888888888891,94.444444444444443,57.882166211507752,40.637607927783534,28.188906212586485,292,5,10.657930077692606,null,145,27,"",60,263.88888888888891]
["2015-10-09T17:59:59.999",19.399999999999999,17,0,0,0,84.320596104664332,14.111308013960441,69.622117538935171,137,5,10.659644269697729,null,1105,27,"",60,0]
["2015-10-09T18:59:59.999",17.899999999999999,22,0,0,0,68.867943097280488,2.8985541896315383,79.578209676766505,240,5,10.660212474039472,null,1105,27,"",60,0]
["2015-10-09T21:59:59.999",13.6,38,0,0,0,61.351145382627749,-31.550824447792806,109.58623919904915,135,0,10.661907503992341,null,445,27,"",60,0]
["2015-10-10T01:59:59.999",10.4,49,0,0,0,49.523365229982232,-57.01920573405161,-168.62645661261195,166,0,10.664145172598486,null,45,"","","",0]
["2015-10-10T05:59:59.999",7.9,68,22.222222222222221,61.111111111111107,19.444444444444443,63.767080389937007,-22.551235810759877,-100.20478583365708,112,2,10.666357257097129,null,45,"","","",22.222222222222221]
["2015-10-10T08:59:59.999",8.4,70,447.22222222222223,583.33333333333337,144.44444444444443,67.29127359943044,11.909503667291991,-71.173394081256532,247,3,10.667999519939119,null,385,27,"",60,447.22222222222223]
["2015-10-10T12:59:59.999",18.399999999999999,34,480.55555555555554,530.55555555555554,177.77777777777777,52.671018809028965,43.581046062080091,-12.104829512469655,161,3,10.670166788562323,null,445,27,"",60,480.55555555555554]
["2015-10-10T15:59:59.999",22.2,14,66.666666666666671,86.111111111111114,52.777777777777779,85.450483157807923,33.339637283566269,44.614458790474984,353,4,10.671775418899127,null,145,27,"",60,66.666666666666671]
["2015-10-10T16:59:59.999",21.8,13,5.5555555555555554,2.7777777777777777,5.5555555555555554,59.117929711399427,24.239582403237204,58.111293505957953,80,4,10.672308423511979,null,445,27,"",60,5.5555555555555554]
["2015-10-10T19:59:59.999",17.899999999999999,23,0,0,0,51.867943097280488,-8.9613929871773053,88.755170037950563,358,4,10.673897817013341,null,505,27,"",60,0]
["2015-10-10T22:59:59.999",13.5,35,0,0,0,67.816671925498895,-42.321489933643555,122.67019249697245,42,2,10.67547277429383,null,445,"","","",0]
["2015-10-11T02:59:59.999",9.4,55,0,0,0,76.380159660255799,-52.600983105900767,-143.64078077262792,225,2,10.677550248396617,null,45,"","","",0]
["2015-10-11T06:59:59.999",6.8,85,136.11111111111111,211.11111111111111,86.111111111111114,47.261082991262242,-11.157883616832699,-90.045008567746322,331,2,10.679602028049993,null,985,27,"",60,136.11111111111111]
["2015-10-11T09:59:59.999",10.6,82,194.44444444444446,30.555555555555554,175,65.558558556396463,22.278366408415948,-59.86345440893097,219,0,10.681123990639904,null,145,27,"",60,194.44444444444446]
["2015-10-11T13:59:59.999",20.399999999999999,41,72.222222222222214,2.7777777777777777,72.222222222222214,71.028405889600776,43.55905780985006,8.6028856169924008,226,0,10.683130764495154,null,145,27,"",60,72.222222222222214]
["2015-10-11T16:59:59.999",22.2,30,0,0,0,72.450483157807923,23.913144102378933,57.890421048134229,241,1,10.684618953654581,null,445,27,"",60,0]
["2015-10-11T17:59:59.999",21.3,33,0,0,0,58.215553039965073,13.497446912040797,69.144843733806269,133,1,10.685111797965797,null,1105,27,"",60,0]
["2015-10-11T20:59:59.999",16.899999999999999,51,0,0,0,46.304969795271575,-20.856324591685915,98.172603478368657,157,3,10.686580671123982,null,505,27,"",60,0]
["2015-10-11T23:59:59.999",13.3,69,0,0,0,35.749401839027882,-51.42252541986506,140.1641535587809,328,3,10.688035049337941,null,45,"","","",0]
["2015-10-12T04:59:59.999",9.1,93,0,0,0,58.847807783408996,-34.165335264535628,-110.62735743468978,163,1,10.690426783781296,null,45,"","","",0]
["2015-10-12T07:59:59.999",8,93,194.44444444444446,125,147.22222222222223,68.270842617614505,0.24063135520709081,-80.31043683010563,138,1,10.691842476071397,null,385,27,"",60,194.44444444444446]
["2015-10-12T10:59:59.999",14.7,74,622.22222222222217,819.44444444444446,105.55555555555556,50.267363880186963,31.348769078044089,-46.516474370755375,175,0,10.693243649054391,null,145,27,"",60,622.22222222222217]
["2015-10-12T14:59:59.999",21.3,44,261.11111111111114,586.11111111111109,77.777777777777771,53.215553039965073,39.510726617198593,27.882638219684623,202,6,10.695089282906061,null,145,27,"",60,261.11111111111114]
["2015-10-12T17:59:59.999",20.6,48,0,0,0,64.176990814208978,13.194010001982479,68.906662966561811,266,6,10.69645655239241,null,1105,27,"",60,0]
["2015-10-12T18:59:59.999",19.5,52,0,0,0,60.888750051894647,2.0213073473768586,78.832385252542608,238,6,10.696909077938344,null,1105,27,"",60,0]
["2015-10-12T21:59:59.999",17.600000000000001,61,0,0,0,52.193017251752735,-32.460606357204128,108.75480181641228,176,2,10.698256958468301,null,445,27,"",60,0]
["2015-10-13T00:59:59.999",14.7,60,0,0,0,44.267363880186963,-57.686903420189481,163.89738857401792,339,2,10.699590289991217,null,45,"","","",0]
["2015-10-13T05:59:59.999",11,76,19.444444444444443,61.111111111111107,16.666666666666668,53.635522112048363,-23.124101594841139,-99.128655775837913,150,4,10.701780161332277,null,45,"","","",19.444444444444443]
["2015-10-13T08:59:59.999",9.5,81,361.11111111111109,336.11111111111109,191.66666666666666,57.892029494615088,11.287584706951044,-70.191579428324417,360,3,10.703074665504547,null,385,27,"",60,361.11111111111109]
["2015-10-13T12:59:59.999",14.3,51,272.22222222222223,105.55555555555556,213.88888888888889,68.108146404271508,42.496722837329877,-11.600218632950089,110,3,10.704778003553381,null,445,27,"",60,272.22222222222223]
["2015-10-13T15:59:59.999",15.9,40,47.222222222222221,41.666666666666664,41.666666666666664,59.799237979963664,32.290094089038284,44.068879998567482,316,4,10.70603849878675,null,145,27,"",60,47.222222222222221]
["2015-10-13T18:59:59.999",13.1,55,0,0,0,62.684364923583985,1.7341142291316056,78.583692929167967,70,4,10.707284408983476,null,1105,27,"",60,0]
["2015-10-13T19:59:59.999",12,61,0,0,0,74.866440624944403,-9.8140169766583512,87.980059895073452,16,4,10.707696470264121,null,505,27,"",60,0]
["2015-10-14T01:59:59.999",8.9,67,0,0,0,60.828950711476807,-58.462431936045562,-167.71472765387711,104,3,10.710134780910783,null,45,"","","",0]
["2015-10-14T02:59:59.999",8.1999999999999993,68,0,0,0,53.279980928783232,-53.507009381244586,-142.49139502590413,225,2,10.710535487894383,null,45,"","","",0]
["2015-10-14T06:59:59.999",3.9,84,47.222222222222221,11.111111111111111,44.444444444444443,61.053231170787569,-11.714022867896768,-89.030479648901974,287,2,10.712122085042802,null,985,27,"",60,47.222222222222221]
["2015-10-14T09:59:59.999",8.1999999999999993,79,405.55555555555554,294.44444444444446,233.33333333333331,54.279980928783232,21.570935629343698,-58.90071410908218,23,0,10.713294984876843,null,145,27,"",60,405.55555555555554]
["2015-10-14T13:59:59.999",12.9,43,408.33333333333331,730.55555555555554,83.333333333333329,79.621558061846258,42.420818343955808,8.6712230710540208,219,0,10.714836110294193,null,145,27,"",60,408.33333333333331]
["2015-10-14T16:59:59.999",16.7,32,2.7777777777777777,0,2.7777777777777777,85.199256741498004,22.947823802548303,57.230841358935187,124,1,10.71597489164877,null,445,27,"",60,2.7777777777777777]
["2015-10-14T19:59:59.999",13.3,40,0,0,0,60.749401839027882,-10.092278731672351,87.720736525131727,253,1,10.717099041959841,null,505,27,"",60,0]
["2015-10-14T20:59:59.999",12.2,44,0,0,0,79.91925076346746,-21.708358991544269,97.360843664023278,135,3,10.717470506485622,null,505,27,"",60,0]
["2015-10-15T02:59:59.999",9.1999999999999993,71,0,0,0,49.358049189010728,-53.805544397224388,-142.10703709712064,0,0,10.71966513173893,null,45,"","","",0]
["2015-10-15T04:59:59.999",7.1,81,0,0,0,56.756298372471463,-34.792818133964971,-109.48288365874231,231,0,10.720383654921202,null,45,"","","",0]
["2015-10-15T07:59:59.999",4.9000000000000004,87,236.11111111111111,252.77777777777777,141.66666666666666,50.902409488803414,-0.33545148028775129,-79.334785039632166,348,0,10.721449229686357,null,385,27,"",60,236.11111111111111]
["2015-10-15T10:59:59.999",9.1,69,397.22222222222223,230.55555555555554,255.55555555555554,52.847807783408996,30.524541049773923,-45.610073934340718,21,0,10.722500148061071,null,145,27,"",60,397.22222222222223]
["2015-10-15T14:59:59.999",18.2,34,108.33333333333333,50,94.444444444444443,67.548056251563708,38.404118936771006,27.56978625709494,112,2,10.723878565330704,null,145,27,"",60,108.33333333333333]
["2015-10-15T17:59:59.999",19.100000000000001,33,0,0,0,52.619626613596495,12.299262351955161,68.193974910998207,185,2,10.724895266655464,null,1105,27,"",60,0]
["2015-10-15T20:59:59.999",15.1,46,0,0,0,48.435601571221468,-21.985683939450904,97.088078757493903,157,2,10.725897295634159,null,505,27,"",60,0]
["2015-10-15T23:59:59.999",12.9,58,0,0,0,69.621558061846258,-52.833886299589985,139.267698486901,315,2,10.726884647627259,null,45,"","","",0]
["2015-10-16T01:59:59.999",11.8,67,0,0,0,48.815843433782959,-59.173200474713326,-167.2602555006228,36,2,10.727534726148074,null,45,"","","",0]
["2015-10-16T05:59:59.999",7.7,86,13.888888888888889,22.222222222222221,13.888888888888889,54.761167877791479,-23.695380898901551,-98.070777647195683,233,0,10.728815302438349,null,45,"","","",13.888888888888889]
["2015-10-16T08:59:59.999",7.9,84,155.55555555555554,30.555555555555554,141.66666666666666,57.767080389937007,10.65834885917025,-69.239904320911947,315,1,10.729758596317144,null,385,27,"",60,155.55555555555554]
["2015-10-16T11:59:59.999",13.7,54,202.77777777777777,33.333333333333336,183.33333333333334,46.886178302494898,37.348309673728323,-29.623833110931344,144,1,10.730687195331988,null,145,27,"",60,202.77777777777777]
["2015-10-16T15:59:59.999",17.7,23,19.444444444444443,5.5555555555555554,19.444444444444443,79.750750159276947,31.262596589965501,43.525910091349651,133,11,10.731902461253028,null,145,27,"",60,19.444444444444443]
["2015-10-16T18:59:59.999",14.6,34,0,0,0,58.726714845221466,0.89002901971962678,77.837622902314664,206,11,10.732796755649193,null,1105,27,"",60,0]
["2015-10-16T21:59:59.999",9.6999999999999993,53,0,0,0,48.917400283616701,-33.626094000488685,107.61655599263442,258,5,10.733676341114318,null,445,27,"",60,0]
["2015-10-17T00:59:59.999",6.7,66,0,0,0,50.763744858502491,-59.180203372084144,163.69175327904878,200,5,10.734541213575799,null,45,"","","",0]
["2015-10-17T02:59:59.999",5.2,75,0,0,0,71.367403361154516,-54.39715536890813,-141.33767191758761,0,0,10.73510961934555,null,45,"","","",0]
["2015-10-17T06:59:59.999",2.7,92,88.888888888888886,83.333333333333329,72.222222222222214,53.303121541636301,-12.272614019373297,-88.038671483464256,159,0,10.736226803538059,null,985,27,"",60,88.888888888888886]
["2015-10-17T09:59:59.999",6.8,84,113.8888888888889,8.3333333333333339,108.33333333333333,61.261082991262242,20.856626805805579,-57.976082642872541,49,0,10.737047513234323,null,145,27,"",60,113.8888888888889]
["2015-10-17T12:59:59.999",12.5,54,136.11111111111111,13.888888888888889,127.77777777777777,76.502622041094412,41.067815620272725,-11.000800629703186,184,0,10.737853494317957,null,445,27,"",60,136.11111111111111]
["2015-10-17T16:59:59.999",14.7,28,0,0,0,56.267363880186963,22.006266711247292,56.575493840151843,354,3,10.738905218147385,null,445,27,"",60,0]
["2015-10-17T19:59:59.999",12.2,32,0,0,0,83.91925076346746,-10.907416073269255,86.940345856470245,248,3,10.739676818073539,null,505,27,"",60,0]
["2015-10-17T21:59:59.999",9.6,41,0,0,0,52.404442907502698,-33.908054063825084,107.32690842375217,79,3,10.7401830289161,null,445,27,"",60,0]
["2015-10-18T00:59:59.999",6.1,57,0,0,0,48.790892847190207,-59.547026747830046,163.62792175859207,115,3,10.740930058913381,null,45,"","","",0]
["2015-10-18T03:59:59.999",3.4,71,0,0,0,71.648250079418858,-45.944933609880287,-122.12485366148655,260,1,10.741662342321307,null,45,"","","",0]
["2015-10-18T07:59:59.999",1.6,77,111.11111111111111,30.555555555555554,100,59.097697627252728,-0.91674534378403005,-78.386490214656405,354,1,10.742615775209137,null,385,27,"",60,111.11111111111111]
["2015-10-18T10:59:59.999",10,58,202.77777777777777,33.333333333333336,183.33333333333334,46.459540040341437,29.697000590553248,-44.751015384156069,294,2,10.743313636841055,null,145,27,"",60,202.77777777777777]
["2015-10-18T13:59:59.999",14.5,34,388.88888888888891,730.55555555555554,80.555555555555557,68.186629181892386,40.933538452606989,8.7195639169678767,134,2,10.743996740847328,null,145,27,"",60,388.88888888888891]
["2015-10-18T17:59:59.999",14.8,38,0,0,0,63.808576678427528,11.430595077736697,67.484203997918399,105,6,10.744884584425627,null,1105,27,"",60,0]
["2015-10-18T20:59:59.999",12.3,57,0,0,0,55.446486658325284,-22.795775414088318,96.263821678226108,157,5,10.745533241790154,null,505,27,"",60,0]
["2015-10-18T22:59:59.999",11.8,63,0,0,0,58.815843433782959,-44.843310291643959,120.39941058083411,121,5,10.745957475825353,null,445,"","","",0]
["2015-10-19T01:59:59.999",10.199999999999999,67,0,0,0,53.490360086547298,-60.224012785272819,-166.58485067024853,305,5,10.746581518383904,null,45,"","","",0]
["2015-10-19T04:59:59.999",8.9,72,0,0,0,57.828950711476807,-35.619234554429795,-107.98337870276204,2,7,10.747190788186069,null,45,"","","",0]
["2015-10-19T08:59:59.999",8.3000000000000007,81,450,763.88888888888891,86.111111111111114,53.785357777724641,10.022760526213169,-68.32147300579436,157,8,10.74798016321307,null,385,27,"",60,450]
["2015-10-19T11:59:59.999",8.4,84,283.33333333333331,100,225,60.29127359943044,36.3948884443423,-28.926378487604335,56,8,10.748554952398015,null,145,27,"",60,283.33333333333331]
["2015-10-19T14:59:59.999",8.4,86,213.88888888888889,483.33333333333331,80.555555555555557,69.29127359943044,36.96587722876292,27.140312571232549,180,9,10.749114959689303,null,145,27,"",60,213.88888888888889]
["2015-10-19T18:59:59.999",7.6,90,0,0,0,63.259016828690221,7.4864526048954619E-2,77.092064985592643,125,9,10.749838637549175,null,1105,27,"",60,0]
["2015-10-19T19:59:59.999",7.4,91,0,0,0,56.256323233866169,-11.43320664463868,86.418445569433516,297,9,10.750015449510729,null,505,27,"",60,0]
["2015-10-19T23:59:59.999",6.9,93,0,0,0,63.758954367138131,-54.190993643286077,138.28366012811597,120,5,10.750706264614408,null,45,"","","",0]
["2015-10-20T02:59:59.999",6.8,94,0,0,0,41.261082991262242,-55.270341940630189,-140.18517097325881,180,3,10.751207119086564,null,45,"","","",0]
["2015-10-20T05:59:59.999",6.8,96,8.3333333333333339,5.5555555555555554,8.3333333333333339,33.261082991262242,-24.454647869579055,-96.695201908098014,139,3,10.751693179385169,null,45,"","","",8.3333333333333339]
["2015-10-20T09:59:59.999",7.8,89,411.11111111111109,363.88888888888886,211.11111111111111,49.263855604124444,20.137062228934766,-57.092345185156006,328,3,10.752318242744519,null,145,27,"",60,411.11111111111109]
["2015-10-20T12:59:59.999",10.199999999999999,75,183.33333333333334,41.666666666666664,161.11111111111111,61.490360086547298,40.012729811938492,-10.606484830785886,171,3,10.752769774671204,null,445,27,"",60,183.33333333333334]
["2015-10-20T16:59:59.999",14,68,0,0,0,35.494637741983183,21.09197728129433,55.924090852917665,278,2,10.753348792474853,null,445,27,"",60,0]
["2015-10-20T19:59:59.999",11.7,76,0,0,0,66.291373723637719,-11.69044163949582,86.157132320003583,29,2,10.753765784647182,null,505,27,"",60,0]
["2015-10-20T20:59:59.999",11.2,80,0,0,0,70.677298523672903,-23.316333893347387,95.709845790238802,202,4,10.753901491904545,null,505,27,"",60,0]
["2015-10-21T00:59:59.999",9.8000000000000007,91,0,0,0,69.430902007791815,-60.629870563284619,163.40279249719939,101,4,10.754427868410815,null,45,"","","",0]
["2015-10-21T03:59:59.999",8.6,93,0,0,0,51.304723693533958,-46.655952242813704,-120.93157212903054,147,2,10.754805373757431,null,45,"","","",0]
["2015-10-21T06:59:59.999",8.5,90,52.777777777777779,22.222222222222221,47.222222222222221,33.797728776966665,-13.020860191000404,-86.757518911546043,256,2,10.755168068270081,null,985,27,"",60,52.777777777777779]
[{"$f":"A7047+1/24","v":"2015-10-21T10:59:59.999"},7.8,89,533.33333333333337,663.88888888888891,147.22222222222223,46.263855604124444,28.868484791440647,-43.941344368095287,199,2,10.755628618985899,null,145,27,"",60,533.33333333333337]
["2015-10-21T13:59:59.999",6.7,91,308.33333333333331,425,136.11111111111111,68.763744858502491,39.844895832114915,8.7231074977191874,172,2,10.755956748473796,null,145,27,"",60,308.33333333333331]
["2015-10-21T17:59:59.999",6.3,88,0,0,0,69.779717142910329,10.591450989440506,66.777657297460991,209,5,10.756371206837185,null,1105,27,"",60,0]
["2015-10-21T20:59:59.999",6.8,85,0,0,0,55.261082991262242,-23.570392183582754,95.431687454561384,0,0,10.756664763028681,null,505,27,"",60,0]
["2015-10-21T21:59:59.999",7,85,0,0,0,58.257359367154606,-34.99424092242635,106.14940901243553,198,0,10.75675932194806,null,445,27,"",60,0]
["2015-10-22T01:59:59.999",7,88,0,0,0,69.257359367154606,-61.25453737749649,-165.92241007878999,276,0,10.757121090611705,null,45,"","","",0]
["2015-10-22T04:59:59.999",5.6,92,0,0,0,52.328110607177734,-36.231383109466712,-106.88432338382698,260,0,10.757375125453931,null,45,"","","",0]
["2015-10-22T08:59:59.999",4.9000000000000004,83,425,725,88.888888888888886,64.902409488803414,9.3819520639867768,-67.439277559425065,0,0,10.75769078079996,null,385,27,"",60,425]
["2015-10-22T11:59:59.999",7.1,54,108.33333333333333,5.5555555555555554,105.55555555555556,70.756298372471463,35.448613056140168,-28.283108512326784,194,0,10.757910227555847,null,145,27,"",60,108.33333333333333]
["2015-10-22T14:59:59.999",9.4,29,36.111111111111107,2.7777777777777777,36.111111111111107,72.380159660255799,35.919360086638861,26.807691536607386,360,4,10.758114849101869,null,145,27,"",60,36.111111111111107]
["2015-10-22T18:59:59.999",8.4,34,0,0,0,54.29127359943044,-0.70802681645397947,76.347822203754859,228,4,10.758364614764691,null,1105,27,"",60,0]
["2015-10-22T22:59:59.999",5,47,0,0,0,51.390214245441655,-46.007357399573287,119.17750117360723,286,3,10.758588020766554,null,445,"","","",0]
["2015-10-23T01:59:59.999",2.9,50,0,0,0,64.256278226552809,-61.593174582444014,-165.70560921951659,154,3,10.758738275626056,null,45,"","","",0]
["2015-10-23T02:59:59.999",2.2000000000000002,52,0,0,0,61.929283684026927,-56.125578437171285,-139.03989505532141,360,3,10.758785065268524,null,45,"","","",0]
["2015-10-23T05:59:59.999",0.3,56,0,0,0,73.025918688251465,-25.022202436576041,-95.694622173706051,83,3,10.758915547926838,null,45,"","","",0]
["2015-10-23T09:59:59.999",3.3,49,213.88888888888889,55.555555555555557,183.33333333333334,58.168816474946425,19.414035564604507,-56.252107201255434,87,3,10.759066456031736,null,145,27,"",60,213.88888888888889]
["2015-10-23T12:59:59.999",7.7,28,158.33333333333337,27.777777777777779,144.44444444444443,64.761167877791479,38.975305193323528,-10.259510076763407,261,3,10.759162334851453,null,445,27,"",60,158.33333333333337]
["2015-10-23T15:59:59.999",10.1,18,16.666666666666668,8.3333333333333339,16.666666666666668,67.974677119065234,28.970225594071628,42.264269546346306,339,5,10.759243382663875,null,145,27,"",60,16.666666666666668]
["2015-10-23T19:59:59.999",5.8,31,0,0,0,56.311634802301171,-12.438073754649512,85.372339869586256,23,5,10.759328375319274,null,505,27,"",60,0]
["2015-10-23T23:59:59.999",1.3,49,0,0,0,70.688843484942083,-55.484166949147905,137.20612207365929,96,3,10.759387000380659,null,45,"","","",0]
[{"$f":"A7111+1/24","v":"2015-10-24T02:59:59.999"},-0.8,62,0,0,0,52.955449985440225,-56.406508579417483,-138.66084384741862,0,0,10.759413665144674,null,45,"","","",0]
["2015-10-24T03:59:59.999",-1.5,67,0,0,0,71.760614339077165,-47.354342023512302,-119.75759915844004,128,0,10.759419257365467,null,45,"","","",0]
["2015-10-24T06:59:59.999",-3.3,79,11.111111111111111,0,11.111111111111111,53.657989146407033,-13.584210495962068,-85.831986434104252,82,0,10.759426145885934,null,985,27,"",60,11.111111111111111]
["2015-10-24T10:59:59.999",1.8,57,194.44444444444446,36.111111111111107,175,69.039501186266477,28.04147181288986,-43.182871586395564,52,0,10.759412258228396,null,145,27,"",60,194.44444444444446]
["2015-10-24T13:59:59.999",7.4,25,108.33333333333333,22.222222222222221,100,66.256323233866169,38.782706943036537,8.6982825301901379,234,0,10.75938453828414,null,145,27,"",60,108.33333333333333]
["2015-10-24T16:59:59.999",11.2,21,0,0,0,60.677298523672903,19.921241316707395,55.061512731788532,132,5,10.759341986303756,null,445,27,"",60,0]
["2015-10-24T20:59:59.999",3.6,50,0,0,0,60.608678772565213,-24.306258906130545,94.593331009345931,0,0,10.759262178624141,null,505,27,"",60,0]
["2015-10-25T00:59:59.999",1.4,65,0,0,0,61.157948537921072,-62.027712393900529,163.01495252565221,52,0,10.7591560038954,null,45,"","","",0]
["2015-10-25T01:59:59.999",1.4,67,0,0,0,72.157948537921072,-62.262678750445396,-165.27959033980554,337,0,10.759125340459438,null,45,"","","",0]
["2015-10-25T04:59:59.999",0.5,75,0,0,0,52.954421581303109,-36.836945800472407,-105.81215597986383,203,0,10.759023462991497,null,45,"","","",0]
["2015-10-25T07:59:59.999",-0.5,76,183.33333333333334,175,125,65.332228108235654,-2.2897662395819736,-76.298048928366669,107,0,10.758906755159259,null,385,27,"",60,183.33333333333334]
["2015-10-25T11:59:59.999",6,42,372.22222222222223,275,222.22222222222223,78.297276759003637,34.512461568374121,-27.694641613927622,227,0,10.758728076204568,null,145,27,"",60,372.22222222222223]
["2015-10-25T14:59:59.999",13.8,14,77.777777777777771,33.333333333333336,69.444444444444443,79.421771075378331,34.904001984947641,26.465243152321342,247,2,10.758576766409099,null,145,27,"",60,77.777777777777771]
["2015-10-25T17:59:59.999",13.4,16,0,0,0,83.282757540967168,9.5242687458127211,65.841468564557204,69,2,10.758410628317598,null,1105,27,"",60,0]
["2015-10-25T21:59:59.999",5.8,42,0,0,0,69.311634802301171,-36.007673071898807,104.9448833317084,160,0,10.758166045963439,null,445,27,"",60,0]
["2015-10-26T01:59:59.999",1.9,63,0,0,0,72.511174326858907,-62.593391463171749,-165.07092249803836,357,0,10.757895105582808,null,45,"","","",0]
["2015-10-26T02:59:59.999",1.5,67,0,0,0,58.627566460799471,-56.96195193078217,-137.90829370468339,0,0,10.757823252302599,null,45,"","","",0]
["2015-10-26T05:59:59.999",1.1000000000000001,71,5.5555555555555554,2.7777777777777777,5.5555555555555554,53.752170494658969,-25.587976691742131,-94.72489516066095,137,0,10.757597809405912,null,45,"","","",5.5555555555555554]
["2015-10-26T08:59:59.998",2.6,63,155.55555555555554,41.666666666666664,136.11111111111111,55.827319994346453,8.5216984883042777,-66.324320157081672,22,1,10.757357542745899,null,385,27,"",60,155.55555555555554]
["2015-10-26T12:59:59.998",9.9,34,222.22222222222223,88.888888888888886,180.55555555555554,47.944948464997651,37.958668818425515,-9.9597012009303008,101,1,10.757014129944491,null,445,27,"",60,222.22222222222223]
["2015-10-26T15:59:59.998",11.6,23,27.777777777777779,58.333333333333329,22.222222222222221,52.76745608681523,28.040935781832957,41.72439677439035,246,4,10.756739278948267,null,145,27,"",60,27.777777777777779]
[{"$f":"A7175+1/24","v":"2015-10-26T18:59:59.998"},10.4,31,0,0,0,60.523365229982232,-1.6961302792348616,75.359314611744423,282,4,10.756449608163834,null,1105,27,"",60,0]
["2015-10-26T23:59:59.998",4.7,57,0,0,0,41.928377685771466,-56.406284031186814,136.33421956351438,183,1,10.755933894334285,null,45,"","","",0]
["2015-10-27T02:59:59.998",2.5,70,0,0,0,60.352035810044924,-57.23640307081795,-137.53531099362806,0,0,10.755604710858023,null,45,"","","",0]
["2015-10-27T03:59:59.998",2,72,0,0,0,59.983362207089897,-48.0398973396534,-118.60853488700579,167,0,10.755491690836468,null,45,"","","",0]
["2015-10-27T06:59:59.998",1.2,74,66.666666666666671,69.444444444444443,55.555555555555557,55.220250928322457,-14.148895267310943,-84.940443978975537,285,0,10.755142754997426,null,985,27,"",60,66.666666666666671]
["2015-10-27T09:59:59.998",9.4,58,255.55555555555554,108.33333333333333,200,58.380159660255799,18.448026821210007,-55.203604605798994,356,1,10.754779006762295,null,145,27,"",60,255.55555555555554]
["2015-10-27T13:59:59.998",15.4,26,194.44444444444446,136.11111111111111,144.44444444444443,69.06771444552902,37.750087209671165,8.6449818029150869,205,1,10.754270970531277,null,145,27,"",60,194.44444444444446]
["2015-10-27T16:59:59.998",15.1,26,0,0,0,71.435601571221468,19.083711744226608,54.419178237072877,47,2,10.753872666706819,null,445,27,"",60,0]
["2015-10-27T19:59:59.998",9.4,47,0,0,0,68.380159660255799,-13.374484329520165,84.326131240877217,350,2,10.753459556366957,null,505,27,"",60,0]
["2015-10-28T00:59:59.998",3.7,72,0,0,0,40.089674614169439,-63.037019878824715,162.64962462391327,182,0,10.752738140992465,null,45,"","","",0]
["2015-10-28T03:59:59.998",2.2999999999999998,79,0,0,0,38.403018029853797,-48.265530111836341,-118.23203840327513,66,0,10.752285556148959,null,45,"","","",0]
["2015-10-28T04:59:59.998",1.7,81,0,0,0,58.56834241109226,-37.435863689250226,-104.77138416291858,193,0,10.752131405725253,null,45,"","","",0]
["2015-10-28T07:59:59.998",0.6,80,36.111111111111107,2.7777777777777777,36.111111111111107,56.419437111083994,-2.883309042943385,-75.463652014562314,115,0,10.75165908913678,null,385,27,"",60,36.111111111111107]
["2015-10-28T10:59:59.998",7.2,59,305.55555555555554,152.77777777777777,222.22222222222223,52.25577176438469,26.945651806229133,-42.253907070571429,33,1,10.751171976282071,null,145,27,"",60,305.55555555555554]
["2015-10-28T14:59:59.998",11,22,55.555555555555557,13.888888888888889,52.777777777777779,75.635522112048363,33.922983463531487,26.112478708012674,360,12,10.750499479969736,null,145,27,"",60,55.555555555555557]
["2015-10-28T16:59:59.998",11.8,17,0,0,0,68.815843433782959,18.812885955622829,54.205998404079104,109,12,10.750153370864043,null,445,27,"",60,0]
["2015-10-28T22:59:59.998",1.7,36,0,0,0,67.56834241109226,-47.607152606118476,117.24386320268482,160,7,10.749075608336279,null,445,"","","",0]
["2015-10-29T01:59:59.998",-0.1,46,0,0,0,67.17501514813415,-63.568446499808594,-164.4657625904008,312,7,10.748514549351185,null,45,"","","",0]
["2015-10-29T04:59:59.998",-2.1,52,0,0,0,66.041770216693521,-37.634007612415694,-104.43221908339842,70,0,10.747938708659508,null,45,"","","",0]
["2015-10-29T05:59:59.998",-2.7,52,5.5555555555555554,2.7777777777777777,5.5555555555555554,55.340921679905534,-26.151722351560579,-93.789771746359762,205,0,10.747743477397453,null,45,"","","",5.5555555555555554]
["2015-10-29T08:59:59.998",-1.6,46,397.22222222222223,733.33333333333337,80.555555555555557,63.306220575932116,7.8740772962476013,-65.537586454657074,270,2,10.747147931922946,null,385,27,"",60,397.22222222222223]
["2015-10-29T12:59:59.998",6.1,25,400,577.77777777777771,127.77777777777777,79.790892847190207,36.965967199650038,-9.7067357496477928,32,2,10.746330887853896,null,445,27,"",60,400]
["2015-10-29T15:59:59.998",8.4,18,30.555555555555554,147.22222222222223,22.222222222222221,89.29127359943044,27.148246086468493,41.184570727717407,281,7,10.745700870902771,null,145,27,"",60,30.555555555555554]
["2015-10-29T17:59:59.998",6.9,24,0,0,0,79.758954367138131,8.5230531150907236,64.913555013774911,105,7,10.745272654597549,null,1105,27,"",60,0]
["2015-10-29T23:59:59.998",0.2,44,0,0,0,56.562430580486762,-57.28300293359095,135.40695987803471,156,3,10.743948631409321,null,45,"","","",0]
["2015-10-30T02:59:59.998",-0.4,45,0,0,0,55.79216524644022,-58.046314372068686,-136.43274325375788,247,2,10.743264477416879,null,45,"","","",0]
["2015-10-30T05:59:59.998",-1.3,44,5.5555555555555554,2.7777777777777777,5.5555555555555554,70.670908512594224,-26.339127227677057,-93.486397102428597,49,2,10.742565566026407,null,45,"","","",5.5555555555555554]
["2015-10-30T06:59:59.998",-1.5,43,91.666666666666671,233.33333333333331,55.555555555555557,56.760614339077165,-14.714291044198253,-84.086161953619097,247,2,10.742329316698481,null,985,27,"",60,91.666666666666671]
["2015-10-30T09:59:59.998",0,40,366.66666666666669,350,188.88888888888889,60.636979182266941,17.724824283600704,-54.473922168967995,303,7,10.741610733822972,null,145,27,"",60,366.66666666666669]
["2015-10-30T13:59:59.998",2.9,34,119.44444444444444,36.111111111111107,105.55555555555556,62.256278226552809,36.750135590892612,8.5632737659711449,248,7,10.74062967986568,null,145,27,"",60,119.44444444444444]
["2015-10-30T16:59:59.998",4,33,0,0,0,55.535792639548674,18.284447805545948,53.781137120643422,122,10,10.739876686221487,null,445,27,"",60,0]
["2015-10-30T18:59:59.998",2,33,0,0,0,74.983362207089897,-2.6139367154152109,74.377946581917953,217,10,10.739366500400617,null,1105,27,"",60,0]
["2015-10-31T00:59:59.998",-2.2999999999999998,38,0,0,0,72.139491795206027,-64.008791947505756,162.21313784538404,249,3,10.73779664226354,null,45,"","","",0]
["2015-10-31T03:59:59.998",-3.2,42,0,0,0,60.103903773795764,-48.933668409223799,-117.12515078356954,76,0,10.736989613238974,null,45,"","","",0]
["2015-10-31T06:59:59.998",-4.5,44,94.444444444444443,275,52.777777777777779,63.34555464185587,-14.902784617968228,-83.810236266660056,195,0,10.736167855869859,null,985,27,"",60,94.444444444444443]
["2015-10-31T07:59:59.998",-4.5999999999999996,43,250,583.33333333333337,75,59.906052404492016,-3.4783765004742344,-74.669901664376425,215,0,10.735890664437029,null,385,27,"",60,250]
["2015-10-31T10:59:59.998",2.2999999999999998,32,472.22222222222223,619.44444444444446,141.66666666666666,79.403018029853797,26.132493982175337,-41.620623607708133,67,2,10.735049275205622,null,145,27,"",60,472.22222222222223]
["2015-10-31T14:59:59.998",7.7,15,163.88888888888889,461.11111111111109,63.888888888888886,58.761167877791479,32.979426286431831,25.749136155567246,337,6,10.733904526797208,null,145,27,"",60,163.88888888888889]
["2015-10-31T19:59:59.998",2,31,0,0,0,79.983362207089897,-14.235545487903174,83.284134520743152,119,6,10.732436807272032,null,505,27,"",60,0]
["2015-10-31T21:59:59.998",-1.5,41,0,0,0,53.760614339077165,-37.374893367143088,103.10024169432049,142,2,10.731838279411591,null,445,27,"",60,0]
["2015-11-01T01:59:59.998",-4.3,55,0,0,0,59.226032673916961,-64.516251337386635,-163.89835124230135,249,2,10.730621618940736,null,45,"","","",0]
["2015-11-01T04:59:59.998",-5.6,62,0,0,0,44.537958200080652,-38.223863596651505,-103.44034978913659,226,2,10.729691974367135,null,45,"","","",0]
["2015-11-01T05:59:59.998",-6.1,64,0,0,0,59.372198287984077,-26.713073557766137,-92.892967471750055,155,2,10.729378827171306,null,45,"","","",0]
["2015-11-01T08:59:59.998",-5.2,61,83.333333333333329,8.3333333333333339,80.555555555555557,53.279330863034545,7.2262509249675411,-64.796090395734964,270,1,10.728429590825355,null,385,27,"",60,83.333333333333329]
["2015-11-01T11:59:59.998",1.1000000000000001,47,136.11111111111111,16.666666666666668,127.77777777777777,58.752170494658969,32.384709210268134,-26.53659702411089,346,1,10.727465665768936,null,145,27,"",60,136.11111111111111]
["2015-11-01T15:59:59.998",8.5,33,13.888888888888889,22.222222222222221,13.888888888888889,81.797728776966665,26.295286179760947,40.644775459935651,76,2,10.726157590979001,null,145,27,"",60,13.888888888888889]
["2015-11-01T20:59:59.998",2.8,44,0,0,0,65.779440827223709,-26.056299407235308,92.343756400921265,337,2,10.724485803307838,null,505,27,"",60,0]
["2015-11-01T22:59:59.998",0.3,52,0,0,0,66.025918688251465,-48.564181195961382,115.89633787859405,66,2,10.723805676675344,null,445,"","","",0]
["2015-11-02T02:59:59.998",-3.2,66,0,0,0,48.103903773795764,-58.83545303454882,-135.36061553564724,0,0,10.722425868417684,null,45,"","","",0]
["2015-11-02T05:59:59.998",-5.3,74,2.7777777777777777,0,2.7777777777777777,61.843255846255943,-26.899576408806752,-92.603183449660108,92,0,10.721373907202567,null,45,"","","",2.7777777777777777]
["2015-11-02T06:59:59.998",-5.7,75,58.333333333333329,77.777777777777771,47.222222222222221,62.103833571788527,-15.279620840836499,-83.272336925209757,271,0,10.721019996323559,null,985,"",20,"",58.333333333333329]
["2015-11-02T09:59:59.998",-1.6,64,194.44444444444446,58.333333333333329,166.66666666666666,55.306220575932116,17.005307895306348,-53.795015503596737,150,0,10.719948494813641,null,145,"",20,"",194.44444444444446]
["2015-11-02T12:59:59.998",6.5,37,300,277.77777777777777,175,61.770666798916693,35.685048261010017,-9.4414850492474471,66,0,10.718862343861893,null,445,"",20,"",300]
["2015-11-02T17:59:59.998",9.4,19,0,0,0,62.380159660255799,7.5948938964147681,63.996224142800386,239,1,10.717019551650248,null,1105,"",20,"",0]
["2015-11-02T20:59:59.998",5.4,28,0,0,0,74.346701137960508,-26.251535172904525,92.062882922671889,315,3,10.715894360290795,null,505,"",20,"",0]
["2015-11-03T00:59:59.998",1.6,44,0,0,0,68.097697627252728,-64.939314292550364,161.69923805807485,226,3,10.714371347234092,null,45,"","","",0]
["2015-11-03T03:59:59.998",-0.7,53,0,0,0,69.413870848621741,-49.58849552905297,-116.05678137964884,130,1,10.713212025864363,null,45,"","","",0]
["2015-11-03T06:59:59.998",-2.7,58,63.888888888888886,111.11111111111111,47.222222222222221,68.340921679905534,-15.467891870839592,-83.010592422757128,233,1,10.712038086243581,null,985,"",20,"",63.888888888888886]
["2015-11-03T07:59:59.998",-2.9,56,222.22222222222223,472.22222222222223,86.111111111111114,44.444624093283949,-4.0736767962425624,-73.919594708948992,202,1,10.71164352547394,null,385,"",20,"",222.22222222222223]
["2015-11-03T10:59:59.998",3.6,40,458.33333333333337,619.44444444444446,136.11111111111111,67.608678772565213,25.32997447990855,-41.042887044437293,90,2,10.710450103318671,null,145,"",20,"",458.33333333333337]
["2015-11-03T13:59:59.998",11.6,17,183.33333333333334,152.77777777777777,130.55555555555554,76.76745608681523,35.472985124248176,8.4105902146572795,310,2,10.709242075700427,null,145,"",20,"",183.33333333333334]
[{"$f":"A7367+1/24","v":"2015-11-03T18:59:59.998"},8.4,16,0,0,0,82.29127359943044,-3.4548078463032508,73.407421606494822,176,1,10.707196254974669,null,1105,"",20,"",0]
["2015-11-03T21:59:59.998",4.7,26,0,0,0,62.928377685771466,-37.983541829894207,102.16792619324885,270,4,10.705949306983937,null,445,"",20,"",0]
["2015-11-04T01:59:59.998",2.7,37,0,0,0,68.303121541636301,-65.434697256520678,-163.37758506359583,31,4,10.70426402347821,null,45,"","","",0]
["2015-11-04T04:59:59.998",0.5,45,0,0,0,58.954421581303109,-38.806659746413132,-102.49043899438857,230,2,10.702983053796689,null,45,"","","",0]
["2015-11-04T07:59:59.998",-1,49,55.555555555555557,8.3333333333333339,52.777777777777779,51.040121938918958,-4.2719137511874488,-73.67961129358676,257,2,10.701687513225661,null,385,"",20,"",55.555555555555557]
["2015-11-04T08:59:59.998",-0.9,47,108.33333333333333,19.444444444444443,100,64.497533805721503,6.5800924597594355,-64.102192669645888,270,2,10.701252429428044,null,385,"",20,"",108.33333333333333]
["2015-11-04T11:59:59.998",5.5,33,250,113.88888888888889,191.66666666666666,65.837141721475177,31.504618851936161,-26.132638821626191,70,2,10.699937470347038,null,145,"",20,"",250]
["2015-11-04T15:59:59.998",13,18,8.3333333333333339,5.5555555555555554,8.3333333333333339,63.152682930749222,25.485070533303269,40.105223880061409,23,9,10.698161548741886,null,145,"",20,"",8.3333333333333339]
["2015-11-04T19:59:59.998",9.1999999999999993,26,0,0,0,70.358049189010728,-15.015046677804234,82.251536692040105,15,9,10.696359763028443,null,505,"",20,"",0]
["2015-11-04T22:59:59.998",7.2,29,0,0,0,56.25577176438469,-49.219214683554767,114.861403091436,129,6,10.694991459336148,null,445,"","","",0]
["2015-11-05T02:59:59.998",5.0999999999999996,35,0,0,0,79.878545410033951,-59.603050423092135,-134.32681860397068,315,2,10.69314444724861,null,45,"","","",0]
["2015-11-05T05:59:59.998",-0.1,53,2.7777777777777777,0,2.7777777777777777,60.17501514813415,-27.456933842173402,-91.763163588113699,104,2,10.691742241123968,null,45,"","","",2.7777777777777777]
["2015-11-05T08:59:59.998",0,61,352.77777777777777,675,83.333333333333329,67.636979182266941,6.365424285720052,-63.88185331652393,247,2,10.690325516156321,null,385,"",20,"",352.77777777777777]
["2015-11-05T09:59:59.998",2.7,56,450,761.11111111111109,86.111111111111114,49.303121541636301,16.291941784614131,-53.168615532023125,215,2,10.689850049222708,null,145,"",20,"",450]
["2015-11-05T12:59:59.998",9.5,29,416.66666666666663,777.77777777777771,77.777777777777771,74.892029494615088,34.760450664975927,-9.2957460102987177,198,2,10.688413976013205,null,445,"",20,"",416.66666666666663]
["2015-11-05T16:59:59.998",14.4,11,0,0,0,80.64710649869761,16.812695953939755,52.520321766649133,72,3,10.686476651997509,null,445,"",20,"",0]
["2015-11-05T20:59:59.998",7,22,0,0,0,74.257359367154606,-26.803764846918366,91.223434722987122,337,3,10.684513560056025,null,505,"",20,"",0]
["2015-11-05T23:59:59.998",6.1,24,0,0,0,79.790892847190207,-59.130502198472641,133.03378096613397,266,3,10.683024340611235,null,45,"","","",0]
["2015-11-06T03:59:59.998",3.5,37,0,0,0,66.128204053159379,-50.22975237720815,-115.032943536335,37,3,10.681016193809503,null,45,"","","",0]
["2015-11-06T06:59:59.998",-2.2000000000000002,59,30.555555555555554,16.666666666666668,27.777777777777779,58.590381251847987,-16.031642772982373,-82.255527572122574,101,3,10.679493202091415,null,985,"",20,"",30.555555555555554]
["2015-11-06T09:59:59.998",0.5,59,105.55555555555556,11.111111111111111,100,67.954421581303109,16.055964448208048,-52.971751209094478,223,0,10.677955748245054,null,145,"",20,"",105.55555555555556]
[{"$f":"A7431+1/24","v":"2015-11-06T10:59:59.998"},3.9,51,108.33333333333333,8.3333333333333339,102.77777777777777,44.053231170787569,24.541046237299167,-40.521500496764695,159,0,10.677440051051768,null,145,"",20,"",108.33333333333333]
["2015-11-06T13:59:59.998",9.1,27,63.888888888888886,8.3333333333333339,61.111111111111107,70.847807783408996,34.561126030013504,8.2638607338382286,127,0,10.675883325452693,null,145,"",20,"",63.888888888888886]
["2015-11-06T18:59:59.998",0.4,55,0,0,0,60.489915564463786,-4.0313518746557566,72.689280882766752,200,9,10.673256685457169,null,1105,"",20,"",0]
["2015-11-06T21:59:59.998",-6.1,76,0,0,0,47.372198287984077,-38.538960965273027,101.23425809352844,46,5,10.67166145495306,null,445,"",20,"",0]
["2015-11-07T00:59:59.998",-8.6,72,0,0,0,47.724454470892567,-66.109322811061631,160.88405059121649,21,5,10.670051798582744,null,45,"","","",0]
["2015-11-07T04:59:59.998",-10.6,74,0,0,0,61.420817381738857,-39.382049990009889,-101.58699316031139,338,4,10.667883162743887,null,45,"","","",0]
["2015-11-07T07:59:59.998",-11.7,81,111.11111111111111,72.222222222222214,91.666666666666671,47.933967667761635,-4.8652155089523212,-72.991350800478983,110,4,10.666239875118084,null,385,"",20,"",111.11111111111111]
["2015-11-07T08:59:59.998",-10.4,79,347.22222222222223,686.11111111111109,80.555555555555557,67.242691537877704,5.9376378887110333,-63.458075013223571,292,4,10.665688912028813,null,385,"",20,"",347.22222222222223]
["2015-11-07T11:59:59.998",-6.6,54,488.88888888888886,847.22222222222217,75,57.218569183970374,30.648200534196569,-25.783828395721059,296,4,10.664026425087279,null,145,"",20,"",488.88888888888886]
["2015-11-07T14:59:59.998",-0.9,26,91.666666666666671,127.77777777777777,66.666666666666671,70.497533805721503,30.940447515052941,24.860433619422921,270,6,10.662349547630772,null,145,"",20,"",91.666666666666671]
["2015-11-07T19:59:59.998",-1.7,25,0,0,0,73.852328535693118,-15.542853783981176,81.486860584789213,56,6,10.659522794065788,null,505,"",20,"",0]
["2015-11-07T22:59:59.998",-4.2,32,0,0,0,73.667009200044618,-49.817478263793888,113.81124179300623,166,1,10.657807580041723,null,445,"","","",0]
["2015-11-08T01:59:59.998",-5.7,39,0,0,0,49.103833571788527,-66.609904159780527,-162.77236446593409,77,1,10.656078004296791,null,45,"","","",0]
["2015-11-08T05:59:59.998",-8.4,58,0,0,0,50.565246920190248,-28.010501187669568,-90.969913560646958,261,2,10.653749576699729,null,45,"","","",0]
["2015-11-08T08:59:59.998",-7.9,59,347.22222222222223,702.77777777777771,77.777777777777771,56.675580273377705,5.7246839357558228,-63.254781147795121,0,0,10.651986521530535,null,385,"",20,"",347.22222222222223]
["2015-11-08T09:59:59.998",-5.5,52,438.88888888888886,766.66666666666663,83.333333333333329,54.972569879133403,15.58731846545489,-52.596232563519791,298,0,10.65139565056498,null,145,"",20,"",438.88888888888886]
["2015-11-08T15:59:59.998",9.5,3,19.444444444444443,61.111111111111107,16.666666666666668,92.892029494615088,24.476237519140096,39.387002287999977,126,3,10.647816994047036,null,145,"",20,"",19.444444444444443]
["2015-11-08T16:59:59.998",9,1,0,0,0,102.33810841890346,16.145797148931948,51.899282843852539,78,3,10.647214982370505,null,445,"",20,"",0]
["2015-11-08T20:59:59.998",3.2,15,0,0,0,80.689902863480484,-27.304214876206736,90.391482404357063,292,2,10.644791035795327,null,505,"",20,"",0]
["2015-11-08T23:59:59.998",2.1,19,0,0,0,85.456065201315198,-59.828693407789004,131.9339417442703,324,2,10.642956389742043,null,45,"","","",0]
[{"$f":"A7495+1/24","v":"2015-11-09T02:59:59.998"},2.2999999999999998,19,0,0,0,71.403018029853797,-60.591667780005181,-133.02241092421571,270,3,10.641107450730944,null,45,"","","",0]
["2015-11-09T06:59:59.998",0.6,24,22.222222222222221,8.3333333333333339,22.222222222222221,66.419437111083994,-16.592869592512784,-81.548007572982272,156,3,10.638619980032251,null,985,"",20,"",22.222222222222221]
["2015-11-09T09:59:59.998",3,21,402.77777777777777,633.33333333333337,111.11111111111111,54.733634115204723,15.354851801202722,-52.417670532840404,324,4,10.636737724192715,null,145,"",20,"",402.77777777777777]
["2015-11-09T10:59:59.998",4.9000000000000004,18,416.66666666666663,555.55555555555554,144.44444444444443,66.902409488803414,23.768733873030214,-40.05703803816678,202,4,10.636107135332916,null,145,"",20,"",416.66666666666663]
["2015-11-09T16:59:59.998",2.4,18,0,0,0,81.877268613559465,15.934358478092438,51.693930513617182,63,9,10.632290337336272,null,445,"",20,"",0]
["2015-11-09T17:59:59.998",-0.6,23,0,0,0,69.872796765947385,6.165707362132582,62.425690533674718,153,9,10.631648663251664,null,1105,"",20,"",0]
["2015-11-09T21:59:59.998",0.7,42,0,0,0,76.884962526257198,-39.039135639396044,100.3038774535846,121,3,10.629066147330622,null,445,"",20,"",0]
["2015-11-10T00:59:59.998",-1.6,46,0,0,0,65.306220575932116,-66.928880299058704,160.16947488135889,209,3,10.627112659139698,null,45,"","","",0]
["2015-11-10T04:59:59.998",-7.6,58,0,0,0,61.947521954520994,-39.949558594198052,-100.73447909326426,267,0,10.624485890414785,null,45,"","","",0]
["2015-11-10T07:59:59.998",-9.4,66,119.44444444444444,102.77777777777777,91.666666666666671,60.380303478271458,-5.4550623443512141,-72.352523657162777,121,0,10.622499237342796,null,385,"",20,"",119.44444444444444]
["2015-11-10T10:59:59.998",-1.1000000000000001,48,61.111111111111107,2.7777777777777777,61.111111111111107,60.583214014623309,23.515519888372076,-39.914933421972229,163,2,10.620498386032414,null,145,"",20,"",61.111111111111107]
["2015-11-10T11:59:59.998",1.7,38,52.777777777777779,0,52.777777777777779,53.56834241109226,29.818649584868254,-25.489735586718933,313,2,10.619828282030863,null,145,"",20,"",52.777777777777779]
["2015-11-10T17:59:59.998",6.7,19,0,0,0,82.763744858502491,5.983248917007594,62.205887351952292,267,3,10.615774569766071,null,1105,"",20,"",0]
["2015-11-10T18:59:59.998",4.4000000000000004,25,0,0,0,70.4712685843391,-4.7236661218348148,71.748814584524908,164,3,10.615093439590094,null,1105,"",20,"",0]
["2015-11-10T22:59:59.998",-2.5,44,0,0,0,71.239209932107656,-50.356686326540895,112.75189298300126,286,0,10.612353184676481,null,445,"","","",0]
["2015-11-11T01:59:59.998",-3.5,51,0,0,0,50.767645906407211,-67.451394784682449,-162.39852457276496,95,0,10.610281482450668,null,45,"","","",0]
["2015-11-11T05:59:59.998",-5.7,67,0,0,0,43.103833571788527,-28.559415902684371,-90.226921328096523,247,0,10.607497216332588,null,45,"","","",0]
["2015-11-11T08:59:59.998",-5.3,68,66.666666666666671,5.5555555555555554,63.888888888888886,65.843255846255943,5.0906026687945767,-62.68009848771964,0,0,10.605392531914717,null,385,"",20,"",66.666666666666671]
["2015-11-11T11:59:59.998",2.8,44,427.77777777777777,700,97.222222222222214,72.779440827223709,29.548654700301661,-25.403763286610001,6,0,10.603273728464849,null,145,"",20,"",427.77777777777777]
["2015-11-11T14:59:59.998",10.6,18,69.444444444444443,72.222222222222214,58.333333333333329,73.558558556396463,29.88853621536558,24.328277170406952,292,6,10.601140815793332,null,145,"",20,"",69.444444444444443]
["2015-11-11T16:59:59.998",11.1,15,0,0,0,76.156135442846448,15.528306657083604,51.286010420425804,111,6,10.599711040430041,null,445,"",20,"",0]
["2015-11-11T19:59:59.998",5.9,27,0,0,0,69.804190870640241,-16.167103028443485,80.485736019925966,0,6,10.597554634367304,null,505,"",20,"",0]
["2015-11-11T23:59:59.998",0.8,42,0,0,0,66.350998199410355,-60.466057375371193,130.79185110147651,101,1,10.594657521532046,null,45,"","","",0]
["2015-11-12T02:59:59.998",-1.2,50,0,0,0,45.126809662561072,-61.305946696701803,-132.11085270248304,202,2,10.592468271383311,null,45,"","","",0]
["2015-11-12T06:59:59.998",-4.5999999999999996,59,25,16.666666666666668,22.222222222222221,55.906052404492016,-17.150227745999999,-80.89087145557022,334,2,10.589527403093861,null,985,"",20,"",25]
["2015-11-12T09:59:59.998",-0.8,50,244.44444444444443,155.55555555555554,175,50.955449985440225,14.666114989186299,-51.919267180657101,23,2,10.587305364046804,null,145,"",20,"",244.44444444444443]
["2015-11-12T12:59:59.998",6.8,28,397.22222222222223,808.33333333333326,69.444444444444443,69.261082991262242,32.742181790740069,-9.1278911557309854,72,2,10.585069289713818,null,445,"",20,"",397.22222222222223]
["2015-11-12T15:59:59.998",10.1,17,2.7777777777777777,0,2.7777777777777777,76.974677119065234,23.554925837021557,38.671724336710689,48,12,10.582819190448234,null,145,"",20,"",2.7777777777777777]
["2015-11-12T17:59:59.998",8.9,21,0,0,0,60.828950711476807,5.6354176687909137,61.770379591226991,302,12,10.581311337784111,null,1105,"",20,"",0]
["2015-11-12T21:59:59.998",4.5,32,0,0,0,62.956446975062875,-39.482429454899638,99.381899439477522,342,3,10.578276958857238,null,445,"",20,"",0]
["2015-11-13T00:59:59.998",3.4,33,0,0,0,75.648250079418858,-67.694548690293729,159.36339860873872,244,3,10.575984847562982,null,45,"","","",0]
["2015-11-13T03:59:59.998",1.6,42,0,0,0,72.097697627252728,-51.671222525724367,-112.85142352319363,227,4,10.57367875339834,null,45,"","","",0]
["2015-11-13T07:59:59.998",-1.3,65,180.55555555555554,416.66666666666663,77.777777777777771,63.670908512594224,-6.0395885421682536,-71.765429840153189,312,4,10.570582228511427,null,385,"",20,"",180.55555555555554]
["2015-11-13T10:59:59.998",1.7,63,408.33333333333331,588.88888888888891,127.77777777777777,55.56834241109226,22.770159853474084,-39.52686947883646,57,0,10.568243549284771,null,145,"",20,"",408.33333333333331]
["2015-11-13T12:59:59.998",6,51,386.11111111111114,783.33333333333326,69.444444444444443,76.297276759003637,32.471418356602634,-9.1230310551260416,103,0,10.566676680780862,null,445,"",20,"",386.11111111111114]
["2015-11-13T15:59:59.998",9.8000000000000007,36,11.111111111111111,11.111111111111111,11.111111111111111,58.430902007791815,23.33897580362845,38.493632314087016,350,3,10.564314762556696,null,145,"",20,"",11.111111111111111]
["2015-11-13T18:59:59.998",6.9,35,0,0,0,62.758954367138131,-5.1830796959428742,71.059339181854938,179,3,10.561938915496244,null,1105,"",20,"",0]
["2015-11-13T22:59:59.998",0.3,46,0,0,0,56.025918688251465,-50.834980150229079,111.69026917337305,10,2,10.558749471359459,null,445,"","","",0]
["2015-11-14T01:59:59.998",-3,56,0,0,0,53.997220879750103,-68.256108802781185,-162.10518221834201,290,2,10.556341166572089,null,45,"","","",0]
["2015-11-14T04:59:59.998",-5.2,67,0,0,0,59.279330863034545,-40.692873970261275,-99.684622547869566,240,1,10.553918969867276,null,45,"","","",0]
["2015-11-14T08:59:59.998",-5,64,266.66666666666669,405.55555555555554,119.44444444444444,44.152946785817164,4.4655647431586489,-62.159522124129985,22,1,10.550667784004887,null,385,"",20,"",266.66666666666669]
["2015-11-14T11:59:59.998",2.8,40,380.55555555555554,536.11111111111109,136.11111111111111,52.779440827223709,28.759882591672824,-25.181641336939592,77,1,10.548213216551403,null,145,"",20,"",380.55555555555554]
["2015-11-14T13:59:59.998",8.5,22,219.44444444444443,408.33333333333331,97.222222222222214,70.797728776966665,32.346108257075031,7.7434730589358249,218,1,10.546569140720496,null,145,"",20,"",219.44444444444443]
["2015-11-14T16:59:59.998",11,13,0,0,0,88.635522112048363,14.962538665151946,50.681913970260361,317,6,10.544091489139374,null,445,"",20,"",0]
["2015-11-14T19:59:59.998",7.1,23,0,0,0,80.756298372471463,-16.573579878732772,79.752765499604848,326,6,10.541600002358495,null,505,"",20,"",0]
["2015-11-14T23:59:59.998",1,49,0,0,0,64.28460181068391,-61.039845087474674,129.61501592777344,21,0,10.538256518510003,null,45,"","","",0]
["2015-11-15T02:59:59.998",-2.2999999999999998,66,0,0,0,48.139491795206027,-61.995946906091184,-131.26650115421467,0,0,10.535732794568915,null,45,"","","",0]
["2015-11-15T05:59:59.998",-4.4000000000000004,77,0,0,0,68.785547943115205,-29.282245516890228,-89.320267780975499,207,0,10.533195274129971,null,45,"","","",0]
["2015-11-15T09:59:59.998",-3.8,65,366.66666666666669,575,116.66666666666666,52.435840578234718,13.99259131509031,-51.477514325361895,47,0,10.529790472642057,null,145,"",20,"",366.66666666666669]
["2015-11-15T10:59:59.998",-2.8,57,438.88888888888886,755.55555555555554,86.111111111111114,43.892524237394184,22.28631359754619,-39.300044839822185,315,0,10.528935446454225,null,145,"",20,"",438.88888888888886]
["2015-11-15T14:59:59.998",7.3,26,55.555555555555557,47.222222222222221,47.222222222222221,78.755779924327044,28.927004944654318,23.780509108181096,292,4,10.525500051635778,null,145,"",20,"",55.555555555555557]
["2015-11-15T17:59:59.998",8.1,27,0,0,0,57.775142669677734,5.1574385037936086,61.128502531675913,277,4,10.522907463334082,null,1105,"",20,"",0]
["2015-11-15T20:59:59.998",1.9,40,0,0,0,69.511174326858907,-28.261472380014922,88.501186696705034,22,1,10.520301137917578,null,505,"",20,"",0]
["2015-11-16T00:59:59.998",-2.8,53,0,0,0,73.892524237394184,-68.402597267143207,158.46527010022928,179,1,10.516804689383793,null,45,"","","",0]
["2015-11-16T03:59:59.998",-4.7,63,0,0,0,64.467040865513241,-52.264295947659775,-112.02014249420701,129,0,10.51416635773896,null,45,"","","",0]
["2015-11-16T06:59:59.998",-6.3,71,27.777777777777779,38.888888888888886,25,58.509293492743893,-17.884694065659563,-80.097697009412315,107,0,10.511514329451838,null,985,"",20,"",27.777777777777779]
["2015-11-16T10:59:59.998",0.1,50,366.66666666666669,463.88888888888886,152.77777777777777,62.099450869127736,22.048657243445323,-39.196186296853547,47,1,10.507957007080199,null,145,"",20,"",366.66666666666669]
["2015-11-16T11:59:59.998",3.3,40,277.77777777777777,222.22222222222223,177.77777777777777,63.168816474946425,28.252878173882621,-25.063067171259458,122,1,10.507063878703512,null,145,"",20,"",277.77777777777777]
["2015-11-16T15:59:59.998",11.5,20,2.7777777777777777,0,2.7777777777777777,70.244090135758938,22.727022851763511,37.961805911283101,65,6,10.503476187846026,null,145,"",20,"",2.7777777777777777]
["2015-11-16T18:59:59.998",6.9,36,0,0,0,53.758954367138131,-5.5894015013793066,70.386346731545942,157,6,10.500769496415613,null,1105,"",20,"",0]
["2015-11-16T21:59:59.998",2.1,48,0,0,0,62.456065201315198,-39.982938504872905,98.175266728655828,61,1,10.498049170372216,null,445,"",20,"",0]
["2015-11-17T01:59:59.998",2.7,42,0,0,0,69.303121541636301,-69.021621887150431,-161.9032727874083,208,1,10.494400881362104,null,45,"","","",0]
["2015-11-17T04:59:59.998",0.2,56,0,0,0,60.562430580486762,-41.239275482907367,-98.967925811247397,45,2,10.491648790313185,null,45,"","","",0]
["2015-11-17T08:59:59.998",-2.7,78,77.777777777777771,11.111111111111111,75,55.340921679905534,3.8520850753760105,-61.694549783065334,0,0,10.487958194086103,null,385,"",20,"",77.777777777777771]
["2015-11-17T12:59:59.998",5.8,55,175,88.888888888888886,141.66666666666666,49.311634802301171,31.436677651317169,-9.1495811258328192,174,0,10.484243464008673,null,445,"",20,"",175]
["2015-11-17T15:59:59.998",10.8,33,5.5555555555555554,2.7777777777777777,5.5555555555555554,82.595943153716917,22.535275533425079,37.785513835157197,260,3,10.481441596997977,null,145,"",20,"",5.5555555555555554]
["2015-11-17T16:59:59.998",10.3,29,0,0,0,75.006589328302937,14.450583809946657,50.08861031032886,223,3,10.48050463065815,null,445,"",20,"",0]
["2015-11-17T19:59:59.998",5.8,30,0,0,0,73.311634802301171,-16.925758702691123,79.038815589919722,9,3,10.477684706378316,null,505,"",20,"",0]
["2015-11-17T22:59:59.998",2.4,46,0,0,0,67.877268613559465,-51.37561435200135,110.28462607620241,354,6,10.474851254371245,null,445,"","","",0]
["2015-11-18T02:59:59.998",0.3,64,0,0,0,58.025918688251465,-62.660680784672941,-130.49858010630223,202,3,10.471052297914861,null,45,"","","",0]
["2015-11-18T05:59:59.998",-2.4,54,0,0,0,54.689101478127725,-29.815951972345154,-88.707460932727173,190,3,10.46818733233844,null,45,"","","",0]
["2015-11-18T09:59:59.998",0.7,36,163.88888888888889,55.555555555555557,141.66666666666666,72.884962526257198,13.33719573848046,-51.093146580932569,163,4,10.464346405811257,null,145,"",20,"",163.88888888888889]
["2015-11-18T13:59:59.998",2.8,33,297.22222222222223,902.77777777777771,38.888888888888886,79.779440827223709,31.369134274112177,7.4173412014017339,201,4,10.460481539790683,null,145,"",20,"",297.22222222222223]
["2015-11-18T16:59:59.998",0.4,30,0,0,0,75.489915564463786,14.2922177495849,49.893548867217376,255,9,10.457567199112866,null,445,"",20,"",0]
["2015-11-18T17:59:59.998",-0.7,29,0,0,0,72.413870848621741,4.7334884250513989,60.502229628338874,156,9,10.456592766089791,null,1105,"",20,"",0]
["2015-11-18T20:59:59.998",-4,28,0,0,0,57.550439102089172,-28.57877812391601,87.723040496386815,337,3,10.453660515647462,null,505,"",20,"",0]
["2015-11-18T23:59:59.998",-5.6,35,0,0,0,63.537958200080652,-61.70210856793129,128.0082085400449,119,3,10.450714848713194,null,45,"","","",0]
["2015-11-19T03:59:59.998",-8.4,52,0,0,0,54.565246920190248,-52.841547730149308,-111.25985849681226,330,4,10.446766446284519,null,45,"","","",0]
["2015-11-19T06:59:59.998",-11.5,64,33.333333333333336,102.77777777777777,25,65.745558780087663,-18.426788561887022,-79.568309289271454,333,4,10.443789527349594,null,985,"",20,"",33.333333333333336]
["2015-11-19T10:59:59.998",-8.1,52,227.7777777777778,119.44444444444444,175,64.830013318875388,21.354150604471307,-38.922704919288229,78,0,10.439799505490878,null,145,"",20,"",227.7777777777778]
["2015-11-19T14:59:59.998",-0.2,27,19.444444444444443,2.7777777777777777,19.444444444444443,70.713558395095276,28.061757998560321,23.219620625002218,270,3,10.435785746192966,null,145,"",20,"",19.444444444444443]
["2015-11-19T17:59:59.998",-1.2,29,0,0,0,68.126809662561072,4.6044354898162032,60.297339463278583,351,3,10.432759868892543,null,1105,"",20,"",0]
[{"$f":"A7751+1/24","v":"2015-11-19T18:59:59.998"},-2.7,33,0,0,0,68.340921679905534,-5.9413208878596535,69.7326106184438,230,3,10.431748282494523,null,1105,"",20,"",0]
["2015-11-19T21:59:59.998",-6.8,42,0,0,0,70.360504000049957,-40.289455518347943,97.294940639379632,37,0,10.428704648692715,null,445,"",20,"",0]
["2015-11-20T01:59:59.998",-8.8000000000000007,47,0,0,0,55.885566779871908,-69.745379340942534,-161.80369038735421,26,0,10.424625782379367,null,45,"","","",0]
["2015-11-20T04:59:59.998",-10.3,56,0,0,0,60.654333034585761,-41.775042102961031,-98.316456332881359,13,0,10.421551135072264,null,45,"","","",0]
["2015-11-20T07:59:59.998",-11.3,60,13.888888888888889,0,13.888888888888889,57.559013119618669,-7.371092627707279,-70.608239365104964,291,0,10.418463219944062,null,385,"",20,"",13.888888888888889]
["2015-11-20T11:59:59.998",-3.6,37,27.777777777777779,0,27.777777777777779,67.323216559644322,27.288238581232868,-24.89537974920594,9,0,10.414325385660829,null,145,"",20,"",27.777777777777779]
["2015-11-20T15:59:59.998",4.4000000000000004,16,0,0,0,63.4712685843391,21.99781094245677,37.260361394783338,302,4,10.410164023624864,null,145,"",20,"",0]
["2015-11-20T18:59:59.998",0.1,27,0,0,0,67.099450869127736,-6.0463561889672564,69.519478075870069,244,4,10.407027582608588,null,1105,"",20,"",0]
["2015-11-20T19:59:59.998",-2.2000000000000002,32,0,0,0,64.590381251847987,-17.222741051887649,78.347389304097135,259,4,10.4059791680898,null,505,"",20,"",0]
["2015-11-20T22:59:59.998",-6.7,44,0,0,0,58.789295064964904,-51.707222414817728,109.24871208557965,47,0,10.402825129544496,null,445,"","","",0]
["2015-11-21T02:59:59.998",-8.1999999999999993,52,0,0,0,61.407947008849987,-63.299025885631345,-129.81642492488672,0,0,10.398599243390336,null,45,"","","",0]
["2015-11-21T05:59:59.998",-9.5,61,0,0,0,49.964418288133572,-30.340824189407556,-88.155631825076,239,0,10.395414471727319,null,45,"","","",0]
["2015-11-21T08:59:59.998",-9.4,58,300,705.55555555555554,66.666666666666671,45.380303478271458,3.0566546637043204,-61.16323758551809,247,1,10.392216553259546,null,385,"",20,"",300]
["2015-11-21T12:59:59.998",-0.5,26,191.66666666666669,130.55555555555554,141.66666666666666,69.332228108235654,30.484329583668615,-9.2471918233570456,112,1,10.387932236984765,null,445,"",20,"",191.66666666666669]
["2015-11-21T16:59:59.998",2.9,12,0,0,0,67.256278226552809,13.8548488901515,49.317488853051437,225,9,10.383624610208564,null,445,"",20,"",0]
["2015-11-21T17:59:59.998",1.6,15,0,0,0,83.097697627252728,4.365008243693052,59.893900447374541,304,9,10.382544065399642,null,1105,"",20,"",0]
["2015-11-21T20:59:59.998",-2.1,27,0,0,0,76.041770216693521,-28.839387681368454,86.97053659663122,337,6,10.379293708388539,null,505,"",20,"",0]
["2015-11-21T23:59:59.998",-2.6,34,0,0,0,67.789816788777671,-62.11954317710029,126.78947309422368,165,6,10.376030279214026,null,45,"","","",0]
["2015-11-22T03:59:59.998",-4,36,0,0,0,49.550439102089172,-53.402053021688857,-110.576552499581,267,4,10.371658731963235,null,45,"","","",0]
["2015-11-22T06:59:59.998",-5.0999999999999996,39,19.444444444444443,33.333333333333336,16.666666666666668,71.715894387989977,-18.959240415384023,-79.097603750786249,142,4,10.368364859940177,null,985,"",20,"",19.444444444444443]
["2015-11-22T09:59:59.998",-5.6,43,300,388.88888888888886,141.66666666666666,56.537958200080652,12.496680676205747,-50.670736798136019,26,3,10.365057966355778,null,145,"",20,"",300]
["2015-11-22T14:59:59.998",-4.7,51,22.222222222222221,5.5555555555555554,22.222222222222221,46.467040865513241,27.479267055278555,22.792220295027114,45,6,10.359517581859167,null,145,"",20,"",22.222222222222221]
["2015-11-22T17:59:59.998",-6,55,0,0,0,71.804378352014226,4.2547155172330458,59.695537711324633,2,6,10.356176039130313,null,1105,"",20,"",0]
["2015-11-22T18:59:59.998",-6.8,57,0,0,0,54.360504000049957,-6.2378396363303432,69.101045658171728,27,6,10.355059309649274,null,1105,"",20,"",0]
["2015-11-22T21:59:59.998",-9.9,65,0,0,0,69.305603491690249,-40.536655331957981,96.442548360279559,172,5,10.351700483535073,null,445,"",20,"",0]
["2015-11-23T00:59:59.998",-13,77,0,0,0,60.703845163245603,-69.810820291194389,156.02868900847392,73,5,10.348328713017878,null,45,"","","",0]
["2015-11-23T04:59:59.998",-15,87,0,0,0,50.809190233092693,-42.298938264040864,-97.734210837992848,5,5,10.343812910248877,null,45,"","","",0]
["2015-11-23T07:59:59.998",-15,84,19.444444444444443,0,19.444444444444443,65.809190233092693,-7.9223545870958496,-70.207715630386687,46,5,10.340410996940559,null,385,"",20,"",19.444444444444443]
["2015-11-23T10:59:59.998",-9.9,67,69.444444444444443,2.7777777777777777,69.444444444444443,53.305603491690249,20.475544091280184,-38.646318775280555,167,6,10.336996191501122,null,145,"",20,"",69.444444444444443]
["2015-11-23T15:59:59.998",-1.5,35,2.7777777777777777,0,2.7777777777777777,72.760614339077165,21.518467523364539,36.742086226308139,236,7,10.33127624289229,null,145,"",20,"",2.7777777777777777]
["2015-11-23T18:59:59.998",-3.8,35,0,0,0,69.435840578234718,-6.3242416816987967,68.895971191138301,269,7,10.327827135896742,null,1105,"",20,"",0]
["2015-11-23T19:59:59.998",-5.0999999999999996,37,0,0,0,49.715894387989977,-17.463975371609621,77.682103451783064,320,7,10.326674580804298,null,505,"",20,"",0]
["2015-11-23T22:59:59.998",-8.1999999999999993,48,0,0,0,66.407947008849987,-51.975240364381449,108.23839868360423,305,5,10.323208365546387,null,445,"","","",0]
["2015-11-24T01:59:59.998",-10.1,60,0,0,0,45.479026653370681,-70.640741402451013,-161.84811511681329,322,5,10.319729337807903,null,45,"","","",0]
["2015-11-24T05:59:59.998",-11.9,71,0,0,0,55.124236935302747,-30.855193509023394,-87.667628863136727,6,3,10.315070731481425,null,45,"","","",0]
["2015-11-24T07:59:59.998",-11.8,70,66.666666666666671,38.888888888888886,58.333333333333329,52.528869931922259,-8.1028595799144458,-70.087337784210618,64,3,10.312732909381964,null,385,"",20,"",66.666666666666671]
["2015-11-24T13:59:59.998",-0.9,35,125,105.55555555555556,97.222222222222214,67.497533805721503,30.084079989944073,6.8545291879020827,183,1,10.305685425104027,null,145,"",20,"",125]
["2015-11-24T16:59:59.998",4,30,0,0,0,68.535792639548674,13.475212078617096,48.756734998195256,199,5,10.302142577772164,null,445,"",20,"",0]
["2015-11-24T19:59:59.998",0.1,38,0,0,0,77.099450869127736,-17.531953643072526,77.466786184465704,326,5,10.298587015497217,null,505,"",20,"",0]
["2015-11-24T20:59:59.998",-1.3,40,0,0,0,68.670908512594224,-29.043171547477666,86.248285206234655,247,2,10.297399005373045,null,505,"",20,"",0]
["2015-11-24T23:59:59.998",-3.7,43,0,0,0,74.879281572498826,-62.46788403497353,125.5733611787804,140,2,10.293826515459525,null,45,"","","",0]
[{"$f":"A7879+1/24","v":"2015-11-25T02:59:59.998"},-4.5,40,0,0,0,62.34555464185587,-64.106843250981754,-129.05640000355481,247,2,10.290241349107429,null,45,"","","",0]
["2015-11-25T06:59:59.998",-5.4,36,8.3333333333333339,5.5555555555555554,8.3333333333333339,67.407668973096463,-19.479940790319489,-78.687637814227486,273,2,10.285441437099662,null,985,"",20,"",8.3333333333333339]
["2015-11-25T08:59:59.998",-2.2000000000000002,36,88.888888888888886,22.222222222222221,80.555555555555557,72.590381251847987,2.2929686806877414,-60.735333845541305,270,2,10.283033053545378,null,385,"",20,"",88.888888888888886]
["2015-11-25T14:59:59.998",2.6,40,30.555555555555554,13.888888888888889,27.777777777777779,52.827319994346453,26.956026759854257,22.360771710729615,315,7,10.275774252188327,null,145,"",20,"",30.555555555555554]
["2015-11-25T17:59:59.998",-1.2,37,0,0,0,61.126809662561072,3.9619322054111326,59.11502537486637,122,7,10.272125953811717,null,1105,"",20,"",0]
["2015-11-25T20:59:59.998",-2.8,36,0,0,0,58.892524237394184,-29.098504659698811,86.015058237394086,337,3,10.268465079473112,null,505,"",20,"",0]
["2015-11-25T21:59:59.998",-3.4,38,0,0,0,69.212569979658952,-40.724752198844428,95.624316180041419,255,3,10.267241996296701,null,445,"",20,"",0]
["2015-11-26T00:59:59.998",-5.9,49,0,0,0,73.237044011565217,-70.302172065475631,154.85598893989825,249,3,10.263564380386033,null,45,"","","",0]
["2015-11-26T04:59:59.998",-10.8,67,0,0,0,44.600819292769756,-42.809518289333639,-97.224986675692392,85,0,10.258641394513223,null,45,"","","",0]
["2015-11-26T09:59:59.998",-9.9,63,386.11111111111114,819.44444444444446,63.888888888888886,53.305603491690249,11.700833385423117,-50.351675394134304,121,1,10.25245638313122,null,145,"",20,"",386.11111111111114]
["2015-11-26T11:59:59.998",-4.5999999999999996,49,144.44444444444443,38.888888888888886,127.77777777777777,65.906052404492016,25.978129399038387,-24.812012648457547,201,1,10.249972663646004,null,145,"",20,"",144.44444444444443]
["2015-11-26T15:59:59.998",4.4000000000000004,30,2.7777777777777777,0,2.7777777777777777,81.4712685843391,21.098919601950197,36.232507718654574,154,3,10.244988598608883,null,145,"",20,"",2.7777777777777777]
["2015-11-26T18:59:59.998",-0.3,36,0,0,0,54.252608551651178,-6.5458976518975414,68.298686616171949,86,3,10.24123602222059,null,1105,"",20,"",0]
["2015-11-26T21:59:59.998",-6.4,46,0,0,0,63.078568035002718,-40.774416465677909,95.360236994197351,96,0,10.237471012894927,null,445,"",20,"",0]
["2015-11-26T22:59:59.998",-7.4,48,0,0,0,52.797881455033973,-52.179987106607612,107.26284218242803,33,0,10.23621324992277,null,445,"","","",0]
["2015-11-27T01:59:59.998",-8.4,54,0,0,0,46.565246920190248,-71.256280894347952,-162.02654831399946,209,0,10.232431690474451,null,45,"","","",0]
["2015-11-27T05:59:59.998",-9.6999999999999993,65,0,0,0,61.13406641429998,-31.357197460049417,-87.246079515621318,129,0,10.227370337532394,null,45,"","","",0]
["2015-11-27T10:59:59.998",-4.5999999999999996,52,208.33333333333331,113.88888888888889,161.11111111111111,65.906052404492016,19.657829448967018,-38.46932990346447,186,2,10.221012729420206,null,145,"",20,"",208.33333333333331]
["2015-11-27T12:59:59.998",0.8,36,327.77777777777777,719.44444444444446,69.444444444444443,65.350998199410355,29.224423499727457,-9.5185240270231972,307,2,10.218460084354152,null,445,"",20,"",327.77777777777777]
["2015-11-27T16:59:59.998",5.6,25,0,0,0,66.328110607177734,13.154541659885902,48.213500366894806,177,4,10.213338362840519,null,445,"",20,"",0]
["2015-11-27T19:59:59.998",1.2,38,0,0,0,58.220250928322457,-17.698606972775668,76.842088655134049,232,4,10.209482715001998,null,505,"",20,"",0]
["2015-11-27T22:59:59.998",-2.5,49,0,0,0,74.239209932107656,-52.234304915913441,106.94696653427894,271,3,10.205614781248277,null,445,"","","",0]
["2015-11-27T23:59:59.998",-3.3,52,0,0,0,68.657989146407033,-62.746773008672854,124.37395355124211,244,3,10.204322742887415,null,45,"","","",0]
["2015-11-28T02:59:59.998",-5.8,64,0,0,0,55.670195630242517,-64.678239628090026,-128.61033986486061,0,0,10.200438455781789,null,45,"","","",0]
["2015-11-28T07:59:59.998",-10.4,84,77.777777777777771,75,63.888888888888886,50.242691537877704,-8.8060674536284544,-69.672652721186907,46,0,10.193937443870473,null,385,"",20,"",77.777777777777771]
["2015-11-28T10:59:59.998",-4.8,67,186.11111111111111,83.333333333333329,150,48.028519659544145,19.463759004569074,-38.440366175539843,328,0,10.190020546114194,null,145,"",20,"",186.11111111111111]
["2015-11-28T13:59:59.998",4.2,39,75,25,69.444444444444443,73.502483843362995,29.355674308691505,6.4359051922167554,249,0,10.18609145255523,null,145,"",20,"",75]
["2015-11-28T17:59:59.998",4.3,39,0,0,0,46.986614332980025,3.7268317881477162,58.558448735505976,117,2,10.180833721346154,null,1105,"",20,"",0]
["2015-11-28T20:59:59.998",-2.8,57,0,0,0,67.892524237394184,-29.226982639226698,85.340334033809242,360,2,10.176876241759301,null,505,"",20,"",0]
["2015-11-28T21:59:59.998",-4.2,62,0,0,0,71.667009200044618,-40.854390666196217,94.84643777570102,28,2,10.175554384336579,null,445,"",20,"",0]
["2015-11-29T00:59:59.998",-5.5,71,0,0,0,65.972569879133403,-70.722380534588638,153.62369795598815,269,2,10.171580728907692,null,45,"","","",0]
["2015-11-29T03:59:59.998",-6.3,81,0,0,0,53.509293492743893,-54.638016564078782,-109.31380849800149,135,1,10.167594963055002,null,45,"","","",0]
["2015-11-29T08:59:59.998",-7.4,93,136.11111111111111,91.666666666666671,108.33333333333333,57.797881455033973,1.5677723426429115,-60.412365658714037,22,1,10.160925158063359,null,385,"",20,"",136.11111111111111]
["2015-11-29T11:59:59.998",-2.2000000000000002,70,83.333333333333329,8.3333333333333339,80.555555555555557,70.590381251847987,25.390950492605679,-24.842867936890567,173,1,10.156907188121918,null,145,"",20,"",83.333333333333329]
["2015-11-29T14:59:59.998",5.0999999999999996,49,38.888888888888886,33.333333333333336,33.333333333333336,50.878545410033951,26.353703345488071,21.782271621665867,202,3,10.152877175697181,null,145,"",20,"",38.888888888888886]
["2015-11-29T18:59:59.998",3.2,56,0,0,0,56.689902863480484,-6.7110859202707358,67.730740044858578,161,3,10.147485125304767,null,1105,"",20,"",0]
["2015-11-29T21:59:59.998",-1.5,72,0,0,0,46.760614339077165,-40.884784033250682,94.597163451212083,73,0,10.143427086413316,null,445,"",20,"",0]
["2015-11-29T22:59:59.998",-2.2999999999999998,76,0,0,0,51.139491795206027,-52.322292682040498,106.33119345565035,227,0,10.142071743615908,null,445,"","","",0]
["2015-11-30T01:59:59.998",-3.7,84,0,0,0,49.879281572498826,-71.820432545333531,-162.33797458317676,39,0,10.137997735484674,null,45,"","","",0]
["2015-11-30T05:59:59.998",-6.8,90,0,0,0,52.360504000049957,-31.844783227984905,-86.893357446271139,155,0,10.13254713135364,null,45,"","","",0]
["2015-11-30T09:59:59.998",-4.4000000000000004,82,233.33333333333331,227.77777777777777,147.22222222222223,54.785547943115205,10.956834854552991,-50.135659749686511,148,1,10.127075318886057,null,145,"",20,"",233.33333333333331]
["2015-11-30T12:59:59.998",1.5,65,327.77777777777777,744.44444444444446,66.666666666666671,71.627566460799471,28.675842989852118,-9.706481129867262,307,1,10.122957568652581,null,445,"",20,"",327.77777777777777]
["2015-11-30T15:59:59.998",4,53,2.7777777777777777,0,2.7777777777777777,75.535792639548674,20.634965687418692,35.57007109025178,326,2,10.118827933127211,null,145,"",20,"",2.7777777777777777]
["2015-11-30T19:59:59.998",-1.2,51,0,0,0,74.126809662561072,-17.809591362410792,76.25214365055767,147,2,10.113303297251049,null,505,"",20,"",0]
["2015-11-30T22:59:59.998",-3.5,48,0,0,0,60.767645906407211,-52.356066101476308,106.03195408140913,150,2,10.109146003831452,null,445,"","","",0]
["2015-11-30T23:59:59.998",-3.4,47,0,0,0,64.212569979658952,-62.956496124301268,123.20599747774635,250,2,10.107757611441125,null,45,"","","",0]
["2015-12-01T02:59:59.998",-3.9,49,0,0,0,65.992893210252703,-65.218105489603857,-128.28020182345733,337,3,10.103584560518568,null,45,"","","",0]
["2015-12-01T06:59:59.998",-9.1,69,11.111111111111111,11.111111111111111,11.111111111111111,64.630800368092594,-20.476858728779568,-78.056926639011209,104,3,10.09800214727027,null,985,"",20,"",11.111111111111111]
["2015-12-01T10:59:59.998",-7.2,65,277.77777777777777,291.66666666666669,158.33333333333334,65.650163032997227,18.908162583756056,-38.389502667615709,305,1,10.09239881003737,null,145,"",20,"",277.77777777777777]
["2015-12-01T13:59:59.998",-1,44,88.888888888888886,44.444444444444443,77.777777777777771,62.040121938918958,28.880225828809273,6.1022899482045512,110,1,10.08818260348723,null,145,"",20,"",88.888888888888886]
["2015-12-01T17:59:59.998",0.3,37,0,0,0,67.025918688251465,3.5498494963251477,58.028539940190974,255,2,10.082542760368247,null,1105,"",20,"",0]
["2015-12-01T20:59:59.998",-5,45,0,0,0,59.152946785817164,-29.29981219733919,84.7065587765088,22,3,10.078299227627793,null,505,"",20,"",0]
["2015-12-01T23:59:59.998",-8.1999999999999993,53,0,0,0,46.407947008849987,-63.011174929847186,122.82625335717908,310,3,10.07404401636969,null,45,"","","",0]
["2015-12-02T00:59:59.998",-8.8000000000000007,55,0,0,0,60.885566779871908,-71.069479825579918,152.34869533754321,82,3,10.072623020794611,null,45,"","","",0]
["2015-12-02T03:59:59.998",-11.1,66,0,0,0,44.374333535869766,-55.133265782682081,-108.92772768237096,187,2,10.068352268836863,null,45,"","","",0]
["2015-12-02T07:59:59.998",-12.8,77,22.222222222222221,2.7777777777777777,22.222222222222221,51.503394605303754,-9.4743779658836775,-69.36652611955418,91,2,10.06263984137804,null,385,"",20,"",22.222222222222221]
["2015-12-02T11:59:59.998",-5.8,48,236.11111111111111,197.22222222222223,155.55555555555554,60.670195630242517,24.852686267314258,-24.919862307910162,250,2,10.056906781014224,null,145,"",20,"",236.11111111111111]
["2015-12-02T14:59:59.998",-0.7,23,38.888888888888886,36.111111111111107,33.333333333333336,54.413870848621741,25.975518797618214,21.34851033331551,22,6,10.052593473779329,null,145,"",20,"",38.888888888888886]
["2015-12-02T18:59:59.998",-4.2,28,0,0,0,78.667009200044618,-6.8198982142236746,67.195270862589339,22,6,10.04682441948669,null,1105,"",20,"",0]
["2015-12-02T21:59:59.998",-9.1,44,0,0,0,66.630800368092594,-40.938190217715778,93.882446772931246,293,2,10.042484171252152,null,445,"",20,"",0]
["2015-12-03T00:59:59.998",-10.8,55,0,0,0,66.600819292769756,-71.168683709250843,151.9175881571484,208,2,10.038132410328595,null,45,"","","",0]
["2015-12-03T01:59:59.998",-11.1,59,0,0,0,61.374333535869766,-72.329979314699528,-162.78769311743352,277,2,10.036679268459791,null,45,"","","",0]
["2015-12-03T04:59:59.998",-12.5,71,0,0,0,67.706178576408206,-43.939331605717022,-96.340175070377683,228,0,10.032312188636684,null,45,"","","",0]
["2015-12-03T09:59:59.998",-12.3,71,161.11111111111111,80.555555555555557,130.55555555555554,61.51034523152066,10.43714806752163,-50.040644414956759,337,0,10.025008253182268,null,145,"",20,"",161.11111111111111]
["2015-12-03T12:59:59.998",-4.8,51,177.77777777777777,136.11111111111111,130.55555555555554,63.028519659544145,28.184612293477148,-9.926640811983285,185,0,10.020610643526782,null,445,"",20,"",177.77777777777777]
["2015-12-03T15:59:59.998",-0.6,36,2.7777777777777777,0,2.7777777777777777,69.872796765947385,20.36003600457585,35.088818523075162,112,3,10.016201622459711,null,145,"",20,"",2.7777777777777777]
["2015-12-03T19:59:59.998",-4.3,37,0,0,0,54.226032673916961,-17.865517548456253,75.700593153483709,256,3,10.010305211910627,null,505,"",20,"",0]
["2015-12-03T22:59:59.998",-6.1,43,0,0,0,65.372198287984077,-52.417241310870324,105.17265762712681,211,2,10.005869643696895,null,445,"","","",0]
["2015-12-04T01:59:59.998",-6.1,50,0,0,0,60.372198287984077,-72.487121903688731,-162.96882338458468,200,2,10.001422732324432,null,45,"","","",0]
["2015-12-04T02:59:59.998",-6.4,53,0,0,0,57.078568035002718,-65.724365156895331,-128.07400949466174,247,1,9.9999379113888924,null,45,"","","",0]
["2015-12-04T05:59:59.998",-8.6,64,0,0,0,49.724454470892567,-32.468579285015153,-86.53368299597436,220,1,9.995475907842442,null,45,"","","",0]
["2015-12-04T10:59:59.998",-4.9000000000000004,59,130.55555555555557,33.333333333333336,116.66666666666666,67.590488421346492,18.394721884882426,-38.391677718818379,190,2,9.9880141454147733,null,145,"",20,"",130.55555555555557]
["2015-12-04T13:59:59.998",-2,43,105.55555555555556,80.555555555555557,86.111111111111114,59.493659058520109,28.467529008055674,5.7541301867255497,188,2,9.9835220678292522,null,145,"",20,"",105.55555555555556]
["2015-12-04T16:59:59.998",-0.3,40,0,0,0,72.252608551651178,12.640413813008061,47.027501510616986,68,5,9.9790187505573407,null,445,"",20,"",0]
["2015-12-04T20:59:59.998",-7.1,50,0,0,0,73.077025505359245,-29.318102056508632,84.118114075598058,360,2,9.9729968796177317,null,505,"",20,"",0]
["2015-12-04T23:59:59.998",-9.5,54,0,0,0,67.964418288133572,-63.130213065940211,121.72342129458018,236,2,9.9684674175878136,null,45,"","","",0]
["2015-12-05T02:59:59.998",-11.1,59,0,0,0,63.374333535869766,-65.885250999222848,-128.03408237461721,0,0,9.9639267855766036,null,45,"","","",0]
["2015-12-05T06:59:59.998",-15.4,75,13.888888888888889,22.222222222222221,13.888888888888889,56.25211391578398,-21.100507510396181,-77.781050602721422,253,0,9.9578552703799836,null,985,"",20,"",13.888888888888889]
["2015-12-05T07:59:59.998",-15.8,75,69.444444444444443,77.777777777777771,55.555555555555557,60.70226998802201,-9.9487481267525233,-69.209077763525045,327,0,9.9563343005021832,null,385,"",20,"",69.444444444444443]
["2015-12-05T11:59:59.998",-10.199999999999999,48,227.7777777777778,186.11111111111111,155.55555555555554,48.066444620498771,24.365906451337189,-25.041136602405246,95,0,9.950238080150724,null,145,"",20,"",227.7777777777778]
["2015-12-05T14:59:59.998",-3.3,23,33.333333333333336,25,30.555555555555554,76.657989146407033,25.66186487961529,20.917212722489385,360,4,9.9456529789675656,null,145,"",20,"",33.333333333333336]
["2015-12-05T17:59:59.998",-3.8,25,0,0,0,69.435840578234718,3.40444245385642,57.368299280844568,26,4,9.9410568134370969,null,1105,"",20,"",0]
["2015-12-05T21:59:59.998",-10,42,0,0,0,64.892079491092488,-40.936200321765803,93.221751483470513,354,1,9.9349114183120104,null,445,"",20,"",0]
["2015-12-06T00:59:59.998",-11.9,44,0,0,0,59.124236935302747,-71.416358741980844,150.61726805243958,51,1,9.9302895188184799,null,45,"","","",0]
["2015-12-06T01:59:59.998",-12.4,45,0,0,0,68.108030600065206,-72.781601108502272,-163.37796465385426,259,1,9.9287464416596265,null,45,"","","",0]
["2015-12-06T07:59:59.998",-16.3,58,130.55555555555557,533.33333333333337,41.666666666666664,53.775101458218444,-10.101194277211324,-69.170403694073244,133,1,9.9194623723684323,null,385,"",20,"",130.55555555555557]
["2015-12-06T08:59:59.998",-16,58,236.11111111111111,597.22222222222217,66.666666666666671,50.930053159379725,0.41206590922321845,-60.101246135975273,0,0,9.9179107671933249,null,385,"",20,"",236.11111111111111]
["2015-12-06T12:59:59.998",-7.6,44,147.22222222222223,80.555555555555557,119.44444444444444,62.947521954520994,27.752831975140804,-10.176849159291109,115,0,9.9116922034837565,null,445,"",20,"",147.22222222222223]
["2015-12-06T15:59:59.998",-1.8,32,2.7777777777777777,0,2.7777777777777777,62.398937848902733,20.148625552692614,34.62349742435093,198,1,9.9070155529451274,null,145,"",20,"",2.7777777777777777]
["2015-12-06T18:59:59.998",-5.4,29,0,0,0,61.407668973096463,-6.8780544331928217,66.537223137461254,14,1,9.9023280169557744,null,1105,"",20,"",0]
["2015-12-06T22:59:59.998",-12,35,0,0,0,55.720068322325574,-52.419730175870249,104.37736514836577,162,1,9.8960610735668446,null,445,"","","",0]
["2015-12-07T01:59:59.998",-14.4,45,0,0,0,60.158414591552713,-72.918688082140605,-163.60581759990797,99,1,9.8913482226835878,null,45,"","","",0]
["2015-12-07T04:59:59.998",-16.399999999999999,58,0,0,0,46.391015769940225,-44.538467939155723,-96.036639697064075,135,0,9.8866245588914978,null,45,"","","",0]
["2015-12-07T06:59:59.998",-17.399999999999999,64,11.111111111111111,11.111111111111111,11.111111111111111,45.574770088221356,-21.397688764340472,-77.687379768057298,25,0,9.8834694533237357,null,985,"",20,"",11.111111111111111]
["2015-12-07T09:59:59.998",-15.9,60,208.33333333333331,188.88888888888889,138.88888888888889,64.315936437627727,9.8009127289645246,-50.001859433047898,251,0,9.8787278166442931,null,145,"",20,"",208.33333333333331]
["2015-12-07T13:59:59.998",-3.7,35,147.22222222222223,227.77777777777777,91.666666666666671,69.879281572498826,28.119167008911003,5.3936378525199737,268,0,9.8723889090240569,null,145,"",20,"",147.22222222222223]
["2015-12-07T16:59:59.998",-1,29,0,0,0,51.040121938918958,12.521506293491454,46.560239061443646,54,2,9.8676222128078805,null,445,"",20,"",0]
["2015-12-07T20:59:59.998",-8.3000000000000007,38,0,0,0,67.986358329446773,-29.283293717295436,83.579158778240043,0,0,9.8612499724794205,null,505,"",20,"",0]
["2015-12-07T23:59:59.998",-9.5,39,0,0,0,63.964418288133572,-63.1831548137216,120.68630493136061,238,0,9.8564583368876857,null,45,"","","",0]
["2015-12-08T02:59:59.998",-9.5,39,0,0,0,49.964418288133572,-66.342983245489208,-128.00399796667284,202,2,9.8516560499320782,null,45,"","","",0]
["2015-12-08T05:59:59.998",-12.2,44,0,0,0,56.913122825671451,-33.056977203550595,-86.304059252924759,43,2,9.8468431338478446,null,45,"","","",0]
["2015-12-08T07:59:59.998",-13.4,47,102.77777777777777,288.88888888888886,55.555555555555557,58.110269223846501,-10.396933338773556,-69.113786044220632,81,2,9.8436286290562158,null,385,"",20,"",102.77777777777777]
[{"$f":"A8199+1/24","v":"2015-12-08T10:59:59.998"},-9.6999999999999993,42,308.33333333333331,452.77777777777777,127.77777777777777,69.13406641429998,17.780480334007933,-38.474540339773711,109,1,9.8387980473028911,null,145,"",20,"",308.33333333333331]
["2015-12-08T14:59:59.998",0.4,30,100,633.33333333333337,25,75.489915564463786,25.413803673059775,20.490657692121903,202,3,9.8323408339134666,null,145,"",20,"",100]
["2015-12-08T17:59:59.998",-0.6,32,0,0,0,62.872796765947385,3.3629955473887709,56.91148824982875,156,3,9.8274856246499471,null,1105,"",20,"",0]
["2015-12-08T21:59:59.998",-7.2,43,0,0,0,62.650163032997227,-40.880719431286067,92.620338894896619,85,0,9.8209956560769349,null,445,"",20,"",0]
["2015-12-09T00:59:59.998",-9.1999999999999993,49,0,0,0,68.21349415920389,-71.588931311716863,149.32467706477382,211,0,9.8161159416956743,null,45,"","","",0]
["2015-12-09T02:59:59.998",-10.4,53,0,0,0,59.242691537877704,-66.486913392983723,-128.02453682961334,0,0,9.812856983726471,null,45,"","","",0]
["2015-12-09T05:59:59.998",-12.9,60,0,0,0,56.103389466596468,-33.197822853329434,-86.267333969589643,79,0,9.8079598409661486,null,45,"","","",0]
["2015-12-09T08:59:59.998",-12,62,86.111111111111114,30.555555555555554,77.777777777777771,69.720068322325574,-3.1476014913684812E-2,-60.066395847068243,45,2,9.8030522713966448,null,385,"",20,"",86.111111111111114]
["2015-12-09T11:59:59.998",-4.5999999999999996,54,113.8888888888889,25,105.55555555555556,60.906052404492016,23.801080504647992,-25.268232419649205,40,2,9.7981342977406811,null,145,"",20,"",113.8888888888889]
["2015-12-09T15:59:59.998",3.5,46,2.7777777777777777,0,2.7777777777777777,59.128204053159379,20.001254887504153,34.176549982646037,178,5,9.7915608547622632,null,145,"",20,"",2.7777777777777777]
["2015-12-09T18:59:59.998",0.3,52,0,0,0,55.025918688251465,-6.857499376783335,66.089577293060017,155,5,9.7866186935410973,null,1105,"",20,"",0]
["2015-12-09T22:59:59.998",-4.7,64,0,0,0,70.467040865513241,-52.365809298729353,103.65367022192441,160,1,9.7800130834354633,null,445,"","","",0]
["2015-12-10T01:59:59.998",-5.7,70,0,0,0,62.103833571788527,-73.287851297878603,-164.38041280150281,226,1,9.7750468592334787,null,45,"","","",0]
["2015-12-10T03:59:59.998",-6.7,71,0,0,0,65.789295064964904,-56.333748538619943,-108.39860693360774,80,0,9.7717303336677084,null,45,"","","",0]
["2015-12-10T06:59:59.998",-8.4,67,2.7777777777777777,0,2.7777777777777777,56.565246920190248,-21.822848705048084,-77.602690854345667,352,0,9.7667469982345683,null,985,"",20,"",2.7777777777777777]
["2015-12-10T09:59:59.998",-6.6,54,138.88888888888889,58.333333333333329,119.44444444444444,65.218569183970374,9.3699425897804414,-50.037355925149875,106,3,9.7617534268133674,null,145,"",20,"",138.88888888888889]
["2015-12-10T13:59:59.998",0.4,34,197.22222222222223,563.8888888888888,61.111111111111107,74.489915564463786,27.836492661354562,5.0231437512580621,11,3,9.755079448905903,null,145,"",20,"",197.22222222222223]
["2015-12-10T16:59:59.998",1.8,27,0,0,0,71.039501186266477,12.463540570999337,46.121362201641887,51,2,9.7500620835089684,null,445,"",20,"",0]
["2015-12-10T19:59:59.998",-1.8,31,0,0,0,78.398937848902733,-17.787775087459671,74.582535289572135,29,2,9.7450345593774177,null,505,"",20,"",0]
["2015-12-10T23:59:59.998",-6.6,45,0,0,0,56.218569183970374,-63.172225110797655,119.72834631226198,209,2,9.7383154316331755,null,45,"","","",0]
["2015-12-11T00:59:59.998",-7.6,49,0,0,0,51.947521954520994,-71.662407788875484,148.47920823430934,264,2,9.736632840771474,null,45,"","","",0]
["2015-12-11T04:59:59.998",-11.7,64,0,0,0,68.933967667761635,-45.096789245142034,-95.887110023031624,268,0,9.7298912675908724,null,45,"","","",0]
["2015-12-11T05:59:59.998",-12.6,66,0,0,0,62.304788805789201,-33.471302675445465,-86.218939442890303,157,0,9.7282030761976088,null,45,"","","",0]
["2015-12-11T06:59:59.998",-13.2,67,8.3333333333333339,5.5555555555555554,8.3333333333333339,61.906137646429272,-21.958653049464111,-77.589387456006904,193,0,9.7265137673012472,null,985,"",20,"",8.3333333333333339]
["2015-12-11T07:59:59.998",-13.4,66,27.777777777777779,5.5555555555555554,27.777777777777779,58.110269223846501,-10.816059702356714,-69.080596317358456,109,0,9.7248233417708718,null,385,"",20,"",27.777777777777779]
["2015-12-11T08:59:59.998",-11.8,64,33.333333333333336,2.7777777777777777,33.333333333333336,60.528869931922259,-0.30777628080113034,-60.075569410529909,0,0,9.7231318004761391,null,385,"",20,"",33.333333333333336]
["2015-12-11T09:59:59.998",-9,60,55.555555555555557,2.7777777777777777,55.555555555555557,67.048580968219369,9.2356312447985101,-50.061242557364487,264,0,9.7214391442872792,null,145,"",20,"",55.555555555555557]
["2015-12-11T10:59:59.998",-6,54,97.222222222222229,13.888888888888889,91.666666666666671,62.804378352014226,17.375936034314741,-38.594487710941074,293,0,9.7197453740750941,null,145,"",20,"",97.222222222222229]
["2015-12-11T11:59:59.998",-3,47,147.22222222222223,55.555555555555557,125,45.997220879750103,23.556226086833775,-25.408375369133278,156,0,9.7180504907109633,null,145,"",20,"",147.22222222222223]
["2015-12-11T12:59:59.998",-0.2,40,147.22222222222223,86.111111111111114,119.44444444444444,64.713558395095276,27.170371400567465,-10.654424988277089,206,0,9.7163544950668328,null,445,"",20,"",147.22222222222223]
["2015-12-11T13:59:59.998",1.9,34,108.33333333333333,94.444444444444443,86.111111111111114,49.511174326858907,27.757064199905457,4.8978410334750331,130,0,9.7146573880152278,null,145,"",20,"",108.33333333333333]
["2015-12-11T14:59:59.998",3.2,28,33.333333333333336,27.777777777777779,30.555555555555554,66.689902863480484,25.232136356535595,20.071241084842551,157,4,9.7129591704292384,null,145,"",20,"",33.333333333333336]
["2015-12-11T15:59:59.998",3.5,24,2.7777777777777777,0,2.7777777777777777,79.128204053159379,19.938712589660614,33.890037329602926,218,4,9.7112598431825319,null,145,"",20,"",2.7777777777777777]
["2015-12-11T16:59:59.998",3.2,22,0,0,0,71.689902863480484,12.457710187012731,45.981836080957947,62,4,9.7095594071493441,null,445,"",20,"",0]
["2015-12-11T17:59:59.998",2.5,20,0,0,0,72.352035810044924,3.3788525916473682,56.490665270318189,322,4,9.7078578632044792,null,1105,"",20,"",0]
["2015-12-11T18:59:59.998",1.4,20,0,0,0,77.157948537921072,-6.8138460363047662,65.814638703093166,132,4,9.7061552122233152,null,1105,"",20,"",0]
["2015-12-11T19:59:59.998",0.1,21,0,0,0,67.099450869127736,-17.753633092761177,74.443899435943749,240,4,9.7044514550817951,null,505,"",20,"",0]
["2015-12-11T20:59:59.998",-1.3,23,0,0,0,63.670908512594224,-29.157343900534915,82.944181626067206,135,3,9.7027465926564389,null,505,"",20,"",0]
["2015-12-11T21:59:59.998",-2.7,26,0,0,0,53.340921679905534,-40.773950268135238,92.082979855126794,133,3,9.7010406258243229,null,445,"",20,"",0]
["2015-12-11T22:59:59.998",-4,29,0,0,0,69.550439102089172,-52.299792259926356,103.21435376245934,12,3,9.6993335554631024,null,445,"","","",0]
["2015-12-11T23:59:59.998",-5.2,33,0,0,0,50.279330863034545,-63.154837248026823,119.4287504415658,315,3,9.6976253824509975,null,45,"","","",0]
["2015-12-12T00:59:59.998",-6.2,37,0,0,0,54.940503456005331,-71.686770256526245,148.06406556362276,107,3,9.6959161076667932,null,45,"","","",0]
["2015-12-12T01:59:59.998",-7.1,40,0,0,0,60.077025505359245,-73.497665222054721,-164.96976704676626,77,3,9.6942057319898414,null,45,"","","",0]
["2015-12-12T02:59:59.998",-7.8,43,0,0,0,48.099081639486428,-66.891241916238357,-128.18008941789708,0,0,9.6924942563000656,null,45,"","","",0]
["2015-12-12T03:59:59.998",-8.1999999999999993,45,0,0,0,56.407947008849987,-56.602718218755747,-108.38594524999448,260,0,9.6907816814779473,null,45,"","","",0]
["2015-12-12T04:59:59.998",-8.5,46,0,0,0,48.144612420739975,-45.229260538001682,-95.874269615500623,21,0,9.68906800840454,null,45,"","","",0]
["2015-12-12T05:59:59.998",-8.6,46,0,0,0,63.724454470892567,-33.603729113386031,-86.20731690928929,150,0,9.6873532379614584,null,45,"","","",0]
["2015-12-12T06:59:59.998",-8.6,46,5.5555555555555554,2.7777777777777777,5.5555555555555554,68.724454470892567,-22.091323087814395,-77.583551051919997,352,0,9.6856373710308841,null,985,"",20,"",5.5555555555555554]
["2015-12-12T07:59:59.998",-8.6,45,72.222222222222214,119.44444444444444,52.777777777777779,52.724454470892567,-10.948813908155925,-69.083277602639626,278,0,9.6839204084955615,null,385,"",20,"",72.222222222222214]
["2015-12-12T08:59:59.998",-6.7,44,283.33333333333331,911.11111111111109,36.111111111111107,62.789295064964904,-0.43979389095864596,-60.089781077841295,135,1,9.6822023512387982,null,385,"",20,"",283.33333333333331]
["2015-12-12T09:59:59.998",-4.5999999999999996,43,227.7777777777778,272.22222222222223,133.33333333333334,59.906052404492016,9.1061568059303628,-50.091068372826342,183,1,9.6804832001444669,null,145,"",20,"",227.7777777777778]
["2015-12-12T10:59:59.998",-3.4,41,227.7777777777778,191.66666666666666,152.77777777777777,68.212569979658952,17.252265646773374,-38.645116583291738,54,1,9.6787629560970014,null,145,"",20,"",227.7777777777778]
["2015-12-12T11:59:59.998",-2.8,40,166.66666666666666,80.555555555555557,136.11111111111111,53.892524237394184,23.443451768637281,-25.484803980379759,199,1,9.6770416199813987,null,145,"",20,"",166.66666666666666]
["2015-12-12T12:59:59.998",-2.5,40,158.33333333333337,105.55555555555556,122.22222222222221,64.239209932107656,27.07500341546455,-10.75822808461775,80,1,9.6753191926832152,null,445,"",20,"",158.33333333333337]
["2015-12-12T13:59:59.998",-2.2000000000000002,41,183.33333333333334,458.33333333333331,72.222222222222214,63.590381251847987,27.685094723547177,4.7717890056639281,22,1,9.6735956750885723,null,145,"",20,"",183.33333333333334]
["2015-12-12T14:59:59.998",-1.6,44,105.55555555555556,713.88888888888891,22.222222222222221,67.306220575932116,25.186434641652095,19.933450178190686,180,2,9.6718710680841511,null,145,"",20,"",105.55555555555556]
["2015-12-12T15:59:59.998",-1,48,2.7777777777777777,0,2.7777777777777777,58.040121938918958,19.918157362688238,33.75050220602629,74,2,9.670145372557192,null,145,"",20,"",2.7777777777777777]
["2015-12-12T16:59:59.998",-1.2,54,0,0,0,61.126809662561072,12.458594974139347,45.845856923390755,66,2,9.668418589395495,null,445,"",20,"",0]
["2015-12-12T17:59:59.998",-1.9,61,0,0,0,57.94604814624023,3.3967239744795155,56.358862805873493,154,2,9.6666907194874234,null,1105,"",20,"",0]
["2015-12-12T18:59:59.998",-2.8,66,0,0,0,66.892524237394184,-6.7831830994964593,65.68453255234256,50,2,9.6649617637218945,null,1105,"",20,"",0]
["2015-12-12T19:59:59.998",-3.8,70,0,0,0,58.435840578234718,-17.713919654494511,74.310876214197364,227,2,9.6632317229883871,null,505,"",20,"",0]
["2015-12-12T20:59:59.998",-4.8,72,0,0,0,62.028519659544145,-29.112151758857138,82.801243642749071,22,2,9.6615005981769375,null,505,"",20,"",0]
["2015-12-12T21:59:59.998",-5.6,71,0,0,0,65.537958200080652,-40.727380970575837,91.918839199001312,204,2,9.6597683901781419,null,445,"",20,"",0]
["2015-12-12T22:59:59.998",-6.2,68,0,0,0,56.940503456005331,-52.258070550984513,103.00831984105844,214,2,9.6580350998831506,null,445,"","","",0]
["2015-12-12T23:59:59.998",-6.8,64,0,0,0,63.360504000049957,-63.13075309037621,119.1397131560044,222,2,9.6563007281836715,null,45,"","","",0]
["2015-12-13T00:59:59.998",-7.3,60,0,0,0,71.223781803500913,-71.702945379052508,147.65517448618465,61,2,9.6545652759719687,null,45,"","","",0]
["2015-12-13T01:59:59.998",-7.8,56,0,0,0,54.099081639486428,-73.59133104562865,-165.28514142279226,124,2,9.652828744140864,null,45,"","","",0]
["2015-12-13T02:59:59.998",-8.4,55,0,0,0,54.565246920190248,-67.016480233534622,-128.26363036440281,315,5,9.6510911335837335,null,45,"","","",0]
["2015-12-13T03:59:59.998",-9.1,56,0,0,0,45.630800368092594,-56.731983116543638,-108.39812105651833,233,5,9.6493524451945056,null,45,"","","",0]
["2015-12-13T04:59:59.998",-9.6999999999999993,59,0,0,0,64.13406641429998,-45.358682044726557,-95.871338618332231,164,5,9.6476126798676702,null,45,"","","",0]
["2015-12-13T05:59:59.998",-10.3,64,0,0,0,57.654333034585761,-33.73313933766876,-86.204099193712921,4,5,9.6458718384982625,null,45,"","","",0]
["2015-12-13T06:59:59.998",-10.7,67,2.7777777777777777,0,2.7777777777777777,55.010584007480247,-22.220752259127956,-77.585176858744589,318,5,9.6441299219818788,null,985,"",20,"",2.7777777777777777]
["2015-12-13T07:59:59.998",-10.9,70,38.888888888888886,19.444444444444443,36.111111111111107,49.191522880533967,-11.077914076323678,-69.092797685129781,250,5,9.6423869312146611,null,385,"",20,"",38.888888888888886]
["2015-12-13T08:59:59.998",-10.7,70,100,55.555555555555557,86.111111111111114,57.010584007480247,-0.56758590575422574,-60.110358044162105,202,2,9.6406428670933124,null,385,"",20,"",100]
["2015-12-13T09:59:59.998",-10,67,136.11111111111111,58.333333333333329,116.66666666666666,52.892079491092488,8.9816151585419259,-50.126776380014675,267,2,9.6388977305150831,null,145,"",20,"",136.11111111111111]
["2015-12-13T10:59:59.998",-8.9,62,155.55555555555554,61.111111111111107,130.55555555555554,59.466836318971502,17.134327268775511,-38.700947395253031,181,2,9.6371515223777724,null,145,"",20,"",155.55555555555554]
["2015-12-13T11:59:59.998",-7.5,57,188.88888888888889,116.66666666666666,144.44444444444443,62.372461625895426,23.337205867631159,-25.565355932818409,30,2,9.6354042435797389,null,145,"",20,"",188.88888888888889]
["2015-12-13T12:59:59.998",-5.8,52,177.77777777777777,152.77777777777777,127.77777777777777,61.670195630242517,26.986802223236513,-10.86458096787554,77,2,9.6336558950198832,null,445,"",20,"",177.77777777777777]
["2015-12-13T13:59:59.998",-4.0999999999999996,50,191.66666666666669,525,63.888888888888886,64.108477887416825,27.620615995409874,4.6450809744505337,47,2,9.6319064775976635,null,145,"",20,"",191.66666666666669]
["2015-12-13T14:59:59.998",-2.4,50,41.666666666666664,52.777777777777779,36.111111111111107,66.689101478127725,25.148184389954647,19.796822953267394,315,3,9.6301559922130853,null,145,"",20,"",41.666666666666664]
["2015-12-13T15:59:59.998",-1.3,55,2.7777777777777777,0,2.7777777777777777,60.670908512594224,19.904739708011277,33.613576168256223,19,3,9.628404439766701,null,145,"",20,"",2.7777777777777777]
["2015-12-13T16:59:59.998",-1.6,62,0,0,0,72.306220575932116,12.466171079008257,45.713522830607104,242,3,9.6266518211596139,null,445,"",20,"",0]
["2015-12-13T17:59:59.998",-2.5,72,0,0,0,70.239209932107656,3.420823034480919,56.231462666084759,209,3,9.6248981372934779,null,1105,"",20,"",0]
[{"$f":"A8327+1/24","v":"2015-12-13T18:59:59.998"},-3.6,81,0,0,0,59.323216559644322,-6.7467034603308491,65.559470804163567,147,3,9.623143389070492,null,1105,"",20,"",0]
["2015-12-13T19:59:59.998",-4.9000000000000004,88,0,0,0,54.590488421346492,-17.66870536732683,74.183571505008643,253,3,9.6213875773934028,null,505,"",20,"",0]
["2015-12-13T20:59:59.998",-6,92,0,0,0,48.804378352014226,-29.061640919121594,82.664868871446515,315,2,9.6196307031655071,null,505,"",20,"",0]
["2015-12-13T21:59:59.998",-6.8,92,0,0,0,57.360504000049957,-40.675480234205772,91.76242956009996,149,2,9.6178727672906437,null,445,"",20,"",0]
["2015-12-13T22:59:59.998",-7.4,88,0,0,0,55.797881455033973,-52.210683193080982,102.81164232393645,32,2,9.6161137706732021,null,445,"","","",0]
["2015-12-13T23:59:59.998",-7.8,82,0,0,0,42.099081639486428,-63.100084203627425,118.86162002169588,144,2,9.6143537142181135,null,45,"","","",0]
["2015-12-14T00:59:59.998",-8.1999999999999993,74,0,0,0,51.407947008849987,-71.710991047504947,147.25340931190368,243,2,9.612592598830858,null,45,"","","",0]
["2015-12-14T01:59:59.998",-8.6999999999999993,67,0,0,0,69.304772710580551,-73.677353043261064,-165.61364136086831,245,2,9.6108304254174595,null,45,"","","",0]
["2015-12-14T02:59:59.998",-9.3000000000000007,61,0,0,0,66.796661982301771,-67.136750065793493,-128.36314074743163,337,4,9.6090671948844832,null,45,"","","",0]
["2015-12-14T03:59:59.998",-10.199999999999999,57,0,0,0,54.066444620498771,-56.857623610745371,-108.42272638264021,309,4,9.607302908139042,null,45,"","","",0]
["2015-12-14T04:59:59.998",-11.1,55,0,0,0,46.374333535869766,-45.48494718941258,-95.878349989575725,233,4,9.6055375660887883,null,45,"","","",0]
["2015-12-14T05:59:59.998",-12.1,55,0,0,0,54.316363737550034,-33.859426547370362,-86.209295220632285,257,4,9.6037711696419237,null,45,"","","",0]
["2015-12-14T06:59:59.998",-12.9,55,2.7777777777777777,0,2.7777777777777777,58.103389466596468,-22.346833732206246,-77.594255257970246,96,4,9.6020037197071861,null,985,"",20,"",2.7777777777777777]
["2015-12-14T07:59:59.998",-13.3,55,38.888888888888886,19.444444444444443,36.111111111111107,63.507973725211514,-11.203254840729173,-69.109130355876374,131,4,9.6002352171938572,null,385,"",20,"",38.888888888888886]
["2015-12-14T08:59:59.998",-13.3,54,88.888888888888886,38.888888888888886,77.777777777777771,54.507973725211514,-0.69105091434384314,-60.137257555492695,67,2,9.598465663011762,null,385,"",20,"",88.888888888888886]
["2015-12-14T09:59:59.998",-12.7,52,125,47.222222222222221,108.33333333333333,58.903860933584042,8.8621002758507874,-50.16830688125966,299,2,9.5966950580712638,null,145,"",20,"",125]
["2015-12-14T10:59:59.998",-11.6,50,172.22222222222223,86.111111111111114,138.88888888888889,67.339530498533634,17.02220316642774,-38.761904458715264,82,2,9.5949234032832678,null,145,"",20,"",172.22222222222223]
["2015-12-14T11:59:59.998",-10.199999999999999,46,211.11111111111111,163.88888888888889,147.22222222222223,59.066444620498771,23.237554752358886,-25.649943599504148,237,2,9.5931506995592191,null,145,"",20,"",211.11111111111111]
["2015-12-14T12:59:59.998",-8.6,43,183.33333333333334,166.66666666666666,127.77777777777777,62.724454470892567,26.905815607365273,-10.97339051833665,86,2,9.5913769478111028,null,445,"",20,"",183.33333333333334]
["2015-12-14T13:59:59.998",-7,40,158.33333333333337,297.22222222222223,86.111111111111114,65.5043695825604,27.563656574102822,4.5178111248220585,323,2,9.589602148951446,null,145,"",20,"",158.33333333333337]
["2015-12-14T14:59:59.998",-5.5,39,63.888888888888886,188.88888888888889,41.666666666666664,65.972569879133403,25.117395154634576,19.661454508213897,315,6,9.5878263038933067,null,145,"",20,"",63.888888888888886]
["2015-12-14T15:59:59.998",-4.5999999999999996,39,5.5555555555555554,2.7777777777777777,5.5555555555555554,57.906052404492016,19.898450365620427,33.479355960563382,241,6,9.5860494135502883,null,145,"",20,"",5.5555555555555554]
["2015-12-14T16:59:59.998",-5.0999999999999996,40,0,0,0,63.715894387989977,12.480411020381315,45.584931586348141,168,6,9.5842714788365306,null,445,"",20,"",0]
["2015-12-14T17:59:59.998",-6.2,42,0,0,0,69.940503456005331,3.4511053467148822,56.108562948463373,282,6,9.5824925006667065,null,1105,"",20,"",0]
["2015-12-14T18:59:59.998",-7.7,44,0,0,0,59.523062079482258,-6.70446686683621,65.439552442690214,158,6,9.5807124799560324,null,1105,"",20,"",0]
["2015-12-14T19:59:59.998",-9.3000000000000007,47,0,0,0,65.796661982301771,-17.61806380451144,74.062087752220194,258,6,9.5789314176202556,null,505,"",20,"",0]
["2015-12-14T20:59:59.998",-10.7,50,0,0,0,47.010584007480247,-29.005897713506755,82.535168900604134,292,2,9.5771493145756619,null,505,"",20,"",0]
["2015-12-14T21:59:59.998",-11.6,53,0,0,0,71.339530498533634,-40.618346619860176,91.613884292242133,240,2,9.5753661717390699,null,445,"",20,"",0]
["2015-12-14T22:59:59.998",-12.2,55,0,0,0,58.913122825671451,-52.157740384135963,102.62451035392937,166,2,9.5735819900278383,null,445,"","","",0]
["2015-12-14T23:59:59.998",-12.4,58,0,0,0,46.108030600065206,-63.062945540364069,118.59483362468868,263,2,9.571796770359855,null,45,"","","",0]
["2015-12-15T00:59:59.998",-12.6,61,0,0,0,45.304788805789201,-71.710973161173442,146.85962377337174,91,2,9.5700105136535445,null,45,"","","",0]
["2015-12-15T01:59:59.998",-12.7,63,0,0,0,52.903860933584042,-73.755623770550088,-165.95468574013424,352,2,9.5682232208278641,null,45,"","","",0]
["2015-12-15T02:59:59.998",-12.9,65,0,0,0,60.103389466596468,-67.251927493221231,-128.47865324609103,0,0,9.5664348928023024,null,45,"","","",0]
["2015-12-15T03:59:59.998",-13.3,67,0,0,0,68.507973725211514,-56.9795280176033,-108.45981406533899,123,0,9.564645530496886,null,45,"","","",0]
["2015-12-15T04:59:59.998",-13.8,69,0,0,0,52.524038348234171,-45.607947589100533,-95.895328615420183,262,0,9.5628551348321658,null,45,"","","",0]
["2015-12-15T05:59:59.998",-14.3,70,0,0,0,64.55154431641148,-33.982482991581271,-86.2229078876898,33,0,9.5610637067292323,null,45,"","","",0]
["2015-12-15T06:59:59.998",-14.7,70,5.5555555555555554,2.7777777777777777,5.5555555555555554,52.981757239611738,-22.469460535706926,-77.610771734363766,74,0,9.5592712471097023,null,985,"",20,"",5.5555555555555554]
["2015-12-15T07:59:59.998",-14.9,69,61.111111111111107,83.333333333333329,50,61.199592005158962,-11.324731467185467,-69.132245303393532,228,0,9.5574777568957217,null,385,"",20,"",61.111111111111107]
["2015-12-15T08:59:59.998",-13.8,67,133.33333333333334,133.33333333333334,97.222222222222214,52.524038348234171,-0.81008886751150966,-60.170433461635504,0,0,9.5556832370099727,null,385,"",20,"",133.33333333333334]
["2015-12-15T09:59:59.998",-12.1,63,219.44444444444443,252.77777777777777,130.55555555555554,62.316363737550034,8.7477041149874921,-50.215597526501483,292,0,9.5538876883756636,null,145,"",20,"",219.44444444444443]
["2015-12-15T10:59:59.998",-10.199999999999999,58,269.44444444444446,327.77777777777777,141.66666666666666,71.066444620498771,16.915973068448324,-38.827910227161134,125,0,9.5520911119165302,null,145,"",20,"",269.44444444444446]
["2015-12-15T11:59:59.998",-8.3000000000000007,53,202.77777777777777,147.22222222222223,147.22222222222223,62.986358329446773,23.14456191254607,-25.738478186970639,224,0,9.5502935085568392,null,145,"",20,"",202.77777777777777]
["2015-12-15T12:59:59.998",-6.3,47,238.88888888888889,372.22222222222223,113.88888888888889,60.509293492743893,26.832088277719173,-11.084562799472325,315,0,9.5484948792213871,null,445,"",20,"",238.88888888888889]
["2015-12-15T13:59:59.998",-4.0999999999999996,43,197.22222222222223,575,58.333333333333329,48.108477887416825,27.514241782086508,4.3900744368866595,147,0,9.5466952248354957,null,145,"",20,"",197.22222222222223]
["2015-12-15T14:59:59.998",-1.8,40,55.555555555555557,125,41.666666666666664,48.398937848902733,25.094073063866475,19.527440660444938,247,2,9.544894546325013,null,145,"",20,"",55.555555555555557]
["2015-12-15T15:59:59.998",-0.2,39,2.7777777777777777,0,2.7777777777777777,64.713558395095276,19.899276501949501,33.347938623957099,66,2,9.5430928446163197,null,145,"",20,"",2.7777777777777777]
["2015-12-15T16:59:59.998",-0.8,40,0,0,0,71.955449985440225,12.50128372190272,45.46018053830538,217,2,9.5412901206363152,null,445,"",20,"",0]
["2015-12-15T17:59:59.998",-2.2000000000000002,41,0,0,0,71.590381251847987,3.487523021523204,55.990260413112168,6,2,9.5394863753124302,null,1105,"",20,"",0]
["2015-12-15T18:59:59.998",-4.0999999999999996,43,0,0,0,53.108477887416825,-6.656536272654483,65.324874097083352,215,2,9.5376816095726209,null,1105,"",20,"",0]
["2015-12-15T19:59:59.998",-6,45,0,0,0,62.804378352014226,-17.562071394934417,73.946523830222532,309,2,9.5358758243453643,null,505,"",20,"",0]
["2015-12-15T20:59:59.998",-7.6,46,0,0,0,63.947521954520994,-28.945010930306982,82.412250091523092,22,2,9.5340690205596648,null,505,"",20,"",0]
["2015-12-15T21:59:59.998",-8.5,46,0,0,0,48.144612420739975,-40.556080763771057,91.473328845127767,148,2,9.5322611991450525,null,445,"",20,"",0]
["2015-12-15T22:59:59.998",-8.9,45,0,0,0,59.466836318971502,-52.099354251748522,102.44710002300309,31,2,9.5304523610315783,null,445,"","","",0]
["2015-12-15T23:59:59.998",-8.9,43,0,0,0,69.466836318971502,-63.019455019763889,118.33969282468668,135,2,9.5286425071498133,null,45,"","","",0]
["2015-12-16T00:59:59.998",-8.9,41,0,0,0,57.466836318971502,-71.702965237016102,146.4746464722661,311,2,9.5268316384308598,null,45,"","","",0]
["2015-12-16T01:59:59.998",-9,39,0,0,0,62.048580968219369,-73.826040345604611,-166.30763335724512,34,2,9.5250197558063352,null,45,"","","",0]
["2015-12-16T02:59:59.998",-9.5,39,0,0,0,49.964418288133572,-67.361886113545594,-128.61017051609105,22,4,9.5232068602083793,null,45,"","","",0]
["2015-12-16T03:59:59.998",-10.5,39,0,0,0,73.831519772756167,-57.097582132641115,-108.50942344227715,270,4,9.5213929525696539,null,45,"","","",0]
["2015-12-16T04:59:59.998",-11.9,41,0,0,0,72.124236935302747,-45.727573184488811,-95.922291037497814,228,4,9.5195780338233433,null,45,"","","",0]
["2015-12-16T05:59:59.998",-13.2,44,0,0,0,52.906137646429272,-34.102200102808723,-86.244933932916581,305,4,9.5177621049031504,null,45,"","","",0]
["2015-12-16T06:59:59.998",-14.2,46,5.5555555555555554,2.7777777777777777,5.5555555555555554,57.945129931888147,-22.588525691756701,-77.634706820557128,194,4,9.5159451667432968,null,985,"",20,"",5.5555555555555554]
["2015-12-16T07:59:59.998",-14.6,47,58.333333333333329,75,47.222222222222221,64.373521405123569,-11.442239982439554,-69.162108109409445,157,4,9.5141272202785245,null,385,"",20,"",58.333333333333329]
["2015-12-16T08:59:59.998",-13.5,47,116.66666666666666,91.666666666666671,91.666666666666671,57.713023788797727,-0.92460119638761196,-60.209836248782707,22,2,9.5123082664440943,null,385,"",20,"",116.66666666666666]
["2015-12-16T09:59:59.998",-12.1,46,175,130.55555555555554,130.55555555555554,53.316363737550034,8.6385165140248912,-50.268583371085654,289,2,9.5104883061757839,null,145,"",20,"",175]
[{"$f":"A8391+1/24","v":"2015-12-16T10:59:59.998"},-11.1,44,202.77777777777777,141.66666666666666,147.22222222222223,63.374333535869766,16.815714082629572,-38.898885366524709,173,2,9.5086673404098914,null,145,"",20,"",202.77777777777777]
["2015-12-16T11:59:59.998",-10.1,41,222.22222222222223,194.44444444444443,147.22222222222223,53.479026653370681,23.05828789539235,-25.830869809505234,250,2,9.5068453700832301,null,145,"",20,"",222.22222222222223]
["2015-12-16T12:59:59.998",-9.1,38,208.33333333333331,247.22222222222223,125,67.630800368092594,26.765661824841935,-11.198003134783825,160,2,9.5050223961331284,null,445,"",20,"",208.33333333333331]
["2015-12-16T13:59:59.998",-8.1,35,125,147.22222222222223,88.888888888888886,74.830013318875388,27.472393677284728,4.2619666010836683,228,2,9.503198419497437,null,145,"",20,"",125]
["2015-12-16T14:59:59.998",-6.7,34,52.777777777777779,105.55555555555556,41.666666666666664,55.789295064964904,25.078220811276715,19.394877851031119,45,2,9.5013734411145165,null,145,"",20,"",52.777777777777779]
["2015-12-16T15:59:59.998",-5.6,34,2.7777777777777777,0,2.7777777777777777,67.537958200080652,19.907201721909622,33.219421389370119,11,2,9.4995474619232461,null,145,"",20,"",2.7777777777777777]
["2015-12-16T16:59:59.998",-6,34,0,0,0,61.804378352014226,12.528754548914167,45.339366481178565,342,2,9.4977204828630182,null,445,"",20,"",0]
["2015-12-16T17:59:59.998",-7.2,36,0,0,0,66.650163032997227,3.530024768954958,55.876650358987774,94,2,9.4958925048737406,null,1105,"",20,"",0]
["2015-12-16T18:59:59.998",-8.6999999999999993,38,0,0,0,50.304772710580551,-6.6029777428997622,65.215529915517735,35,2,9.4940635288958326,null,1105,"",20,"",0]
["2015-12-16T19:59:59.998",-10.4,40,0,0,0,65.242691537877704,-17.50080729705201,73.836974920053919,165,2,9.4922335558702322,null,505,"",20,"",0]
["2015-12-16T20:59:59.998",-11.9,42,0,0,0,59.124236935302747,-28.87907165165177,82.296213460288371,22,2,9.4904025867383837,null,505,"",20,"",0]
["2015-12-16T21:59:59.998",-13.1,44,0,0,0,60.304761341171172,-40.488785168597609,91.340880652103081,230,2,9.4885706224422499,null,445,"",20,"",0]
["2015-12-16T22:59:59.998",-13.9,45,0,0,0,71.128625645815248,-52.035638570500453,102.27957422949041,32,2,9.486737663924302,null,445,"","","",0]
["2015-12-16T23:59:59.998",-14.5,47,0,0,0,66.76574040513637,-62.969733107980197,118.09651215792138,248,2,9.4849037121275241,null,45,"","","",0]
["2015-12-17T00:59:59.998",-15,49,0,0,0,55.809190233092693,-71.687047977599178,146.09927660292658,39,2,9.4830687679954107,null,45,"","","",0]
["2015-12-17T01:59:59.998",-15.4,51,0,0,0,64.25211391578398,-73.888505015204231,-166.67178469754282,222,2,9.4812328324719655,null,45,"","","",0]
["2015-12-17T02:59:59.998",-16,54,0,0,0,68.930053159379725,-67.466497300906255,-128.75766379514914,0,0,9.4793959065017059,null,45,"","","",0]
["2015-12-17T03:59:59.998",-16.7,58,0,0,0,62.241448449083407,-57.211669382969056,-108.57157976230303,290,0,9.4775579910296557,null,45,"","","",0]
["2015-12-17T04:59:59.998",-17.5,62,0,0,0,67.195598968645925,-45.843712379939895,-95.959245186497853,162,0,9.4757190870013464,null,45,"","","",0]
["2015-12-17T05:59:59.998",-18.2,65,0,0,0,59.553832941533557,-34.218468636172723,-86.275363808734269,275,0,9.473879195362823,null,45,"","","",0]
["2015-12-17T06:59:59.998",-18.7,67,11.111111111111111,11.111111111111111,11.111111111111111,63.680131858319101,-22.703922352916724,-77.666036048258547,91,0,9.4720383170606368,null,985,"",20,"",11.111111111111111]
["2015-12-17T07:59:59.998",-18.899999999999999,68,105.55555555555556,461.11111111111109,38.888888888888886,65.933737515783861,-11.555677304618607,-69.198680250620029,346,0,9.4701964530418419,null,385,"",20,"",105.55555555555556]
["2015-12-17T08:59:59.998",-18.100000000000001,66,197.22222222222223,450,80.555555555555557,66.929898540992014,-1.0344909311276971,-60.255413077197993,0,0,9.4683536042540073,null,385,"",20,"",197.22222222222223]
["2015-12-17T09:59:59.998",-16.2,61,316.66666666666674,727.77777777777771,66.666666666666671,68.15963601946882,8.5346250901568759,-50.327196937634788,229,0,9.4665097716452031,null,145,"",20,"",316.66666666666674]
["2015-12-17T10:59:59.998",-13.7,53,402.77777777777777,905.55555555555554,52.777777777777779,65.919908704187321,16.721500614198217,-38.974748829297106,282,0,9.4646649561640075,null,145,"",20,"",402.77777777777777]
["2015-12-17T11:59:59.998",-10.9,46,344.44444444444446,702.77777777777771,77.777777777777771,72.191522880533967,22.97879024428833,-25.927027566194891,302,0,9.462819158759503,null,145,"",20,"",344.44444444444446]
["2015-12-17T12:59:59.998",-8.3000000000000007,37,177.77777777777777,152.77777777777777,127.77777777777777,67.986358329446773,26.706574677142438,-11.313616186931142,251,0,9.4609723803812802,null,445,"",20,"",177.77777777777777]
["2015-12-17T13:59:59.998",-6.1,30,133.33333333333334,177.77777777777777,88.888888888888886,70.372198287984077,27.438131028014453,4.1335839320126508,127,0,9.4591246219794307,null,145,"",20,"",133.33333333333334]
["2015-12-17T14:59:59.998",-4.8,25,58.333333333333329,141.66666666666666,41.666666666666664,67.028519659544145,25.069837650023391,19.263863048666526,270,2,9.4572758845045541,null,145,"",20,"",58.333333333333329]
["2015-12-17T15:59:59.998",-4.5,23,2.7777777777777777,0,2.7777777777777777,71.34555464185587,19.922206084762799,33.093901571234348,314,2,9.4554261689077492,null,145,"",20,"",2.7777777777777777]
["2015-12-17T16:59:59.998",-5,23,0,0,0,76.152946785817164,12.562785349265766,45.222585541156775,34,2,9.453575476140621,null,445,"",20,"",0]
["2015-12-17T17:59:59.998",-6.3,25,0,0,0,72.509293492743893,3.5785559671483922,55.767826503207367,305,2,9.4517238071552789,null,1105,"",20,"",0]
["2015-12-17T18:59:59.998",-8.1,29,0,0,0,62.830013318875388,-6.5438603564390245,65.111611444597685,157,2,9.4498711629043299,null,1105,"",20,"",0]
["2015-12-17T19:59:59.998",-10,33,0,0,0,61.892079491092488,-17.43435327005567,73.73353239438319,71,2,9.4480175443408854,null,505,"",20,"",0]
["2015-12-17T20:59:59.998",-11.6,37,0,0,0,55.339530498533634,-28.808173089794419,82.18715457405132,0,0,9.4461629524185575,null,505,"",20,"",0]
["2015-12-17T21:59:59.998",-12.7,41,0,0,0,64.903860933584042,-40.41656399507923,91.216649042732712,286,0,9.4443073880914614,null,445,"",20,"",0]
["2015-12-17T22:59:59.998",-13.4,43,0,0,0,59.110269223846501,-51.966708482712811,102.12208258676613,97,0,9.4424508523142094,null,445,"","","",0]
["2015-12-17T23:59:59.998",-13.7,45,0,0,0,61.919908704187321,-62.913902401775161,117.86558138679366,145,0,9.4405933460419131,null,45,"","","",0]
["2015-12-18T00:59:59.998",-13.9,47,0,0,0,48.128625645815248,-71.663308802721872,145.73427999964301,273,0,9.4387348702301868,null,45,"","","",0]
["2015-12-18T01:59:59.998",-14.1,49,0,0,0,67.339171790293335,-73.942925714364392,-167.04638434894684,325,0,9.4368754258351419,null,45,"","","",0]
["2015-12-18T02:59:59.998",-14.4,51,0,0,0,60.158414591552713,-67.565630494208577,-128.92107158380506,0,0,9.4350150138133859,null,45,"","","",0]
["2015-12-18T03:59:59.998",-14.9,53,0,0,0,59.199592005158962,-57.321670995386413,-108.64629360710661,23,0,9.4331536351220286,null,45,"","","",0]
["2015-12-18T04:59:59.998",-15.6,55,0,0,0,51.476289305922137,-45.956252192771395,-96.006190123760675,79,0,9.4312912907186721,null,45,"","","",0]
["2015-12-18T05:59:59.998",-16.2,57,0,0,0,56.15963601946882,-34.331178814257726,-86.314181563607747,189,0,9.429427981561421,null,45,"","","",0]
["2015-12-18T06:59:59.998",-16.7,57,5.5555555555555554,2.7777777777777777,5.5555555555555554,58.241448449083407,-22.815543942305414,-77.704729906566229,109,0,9.4275637086088704,null,985,"",20,"",5.5555555555555554]
["2015-12-18T07:59:59.998",-16.899999999999999,56,77.777777777777771,191.66666666666666,50,57.477308197021472,-11.664941374918959,-69.241919106702014,18,0,9.4256984728201143,null,385,"",20,"",77.777777777777771]
["2015-12-18T08:59:59.998",-16.3,55,236.11111111111111,711.11111111111109,50,59.775101458218444,-1.1396628193451515,-60.307107824102879,0,0,9.4238322751547425,null,385,"",20,"",236.11111111111111]
["2015-12-18T09:59:59.998",-14.7,51,316.66666666666674,730.55555555555554,66.666666666666671,54.981757239611738,8.4361151392111609,-50.391368282020693,182,0,9.4219651165728404,null,145,"",20,"",316.66666666666674]
["2015-12-18T10:59:59.998",-12.4,47,372.22222222222223,797.22222222222217,66.666666666666671,62.108030600065206,16.633404286233596,-39.055417931848353,312,0,9.4200969980349818,null,145,"",20,"",372.22222222222223]
["2015-12-18T11:59:59.998",-9.6999999999999993,41,375,819.44444444444446,63.888888888888886,73.13406641429998,22.906123440092703,-26.026859620662339,68,0,9.4182279205022432,null,145,"",20,"",375]
["2015-12-18T12:59:59.998",-6.9,37,313.88888888888897,761.11111111111109,61.111111111111107,60.93219562670896,26.654862061091293,-11.431306039009108,265,0,9.4163578849361862,null,445,"",20,"",313.88888888888897]
["2015-12-18T13:59:59.998",-4.4000000000000004,32,211.11111111111111,655.55555555555554,52.777777777777779,64.785547943115205,27.411469291301199,4.0050232810585635,7,0,9.4144868922988714,null,145,"",20,"",211.11111111111111]
["2015-12-18T14:59:59.998",-2.2999999999999998,30,61.111111111111107,158.33333333333334,41.666666666666664,69.139491795206027,25.068919390511859,19.134493653424336,315,3,9.4126149435528497,null,145,"",20,"",61.111111111111107]
["2015-12-18T15:59:59.998",-1.3,30,2.7777777777777777,0,2.7777777777777777,79.670908512594224,19.944266123809523,32.971476461668281,119,3,9.4107420396611623,null,145,"",20,"",2.7777777777777777]
["2015-12-18T16:59:59.998",-1.8,32,0,0,0,56.398937848902733,12.603334498039787,45.109933062057024,100,3,9.4088681815873443,null,445,"",20,"",0]
["2015-12-18T17:59:59.998",-3,34,0,0,0,65.997220879750103,3.6330587345132543,55.663880863636734,116,3,9.4069933702954192,null,1105,"",20,"",0]
["2015-12-18T18:59:59.998",-4.8,38,0,0,0,54.028519659544145,-6.4792561048327251,65.013207514410411,144,3,9.4051176067499025,null,1105,"",20,"",0]
["2015-12-18T19:59:59.998",-6.6,41,0,0,0,65.218569183970374,-17.362793542604809,73.636283711494372,213,3,9.4032408919158001,null,505,"",20,"",0]
["2015-12-18T20:59:59.998",-8.1999999999999993,44,0,0,0,59.407947008849987,-28.732410422439827,82.085163461567362,315,3,9.4013632267586047,null,505,"",20,"",0]
["2015-12-18T21:59:59.998",-9.4,46,0,0,0,72.380303478271458,-40.339522854975705,91.100735179553226,352,3,9.3994846122443025,null,445,"",20,"",0]
["2015-12-18T22:59:59.998",-10.199999999999999,47,0,0,0,48.066444620498771,-51.892680223736065,101.97476138139098,95,3,9.3976050493393632,null,445,"","","",0]
["2015-12-18T23:59:59.998",-10.7,47,0,0,0,63.010584007480247,-62.8520872179215,117.64716519241216,218,3,9.3957245390107467,null,45,"","","",0]
["2015-12-19T00:59:59.998",-11.1,48,0,0,0,71.374333535869766,-71.631841350314687,145.38038554720103,243,3,9.3938430822258994,null,45,"","","",0]
["2015-12-19T01:59:59.998",-11.4,49,0,0,0,61.152052868408987,-73.989216612218613,-167.43062406088259,149,3,9.3919606799527582,null,45,"","","",0]
[{"$f":"A8455+1/24","v":"2015-12-19T02:59:59.998"},-11.9,50,0,0,0,61.124236935302747,-67.659153514890647,-129.10029842030616,292,2,9.3900773331597414,null,45,"","","",0]
["2015-12-19T03:59:59.998",-12.6,52,0,0,0,62.304788805789201,-57.427466180446004,-108.7335603284825,118,2,9.3881930428157538,null,45,"","","",0]
["2015-12-19T04:59:59.998",-13.4,55,0,0,0,60.110269223846501,-46.065078411783809,-96.063115792609779,97,2,9.3863078098901909,null,45,"","","",0]
["2015-12-19T05:59:59.998",-14.1,57,0,0,0,60.339171790293335,-34.44022047745915,-86.3613647322383,260,2,9.3844216353529273,null,45,"","","",0]
["2015-12-19T06:59:59.998",-14.7,59,11.111111111111111,11.111111111111111,11.111111111111111,45.981757239611738,-22.923284296666953,-77.750753807863404,23,2,9.3825345201743229,null,985,"",20,"",11.111111111111111]
["2015-12-19T07:59:59.998",-14.9,59,102.77777777777777,458.33333333333331,38.888888888888886,56.199592005158962,-11.769931290313941,-69.291777974827085,127,2,9.3806464653252242,null,385,"",20,"",102.77777777777777]
["2015-12-19T08:59:59.998",-13.8,58,175,325,91.666666666666671,58.524038348234171,-1.2400234440869562,-60.364861131864757,225,2,9.3787574717769608,null,385,"",20,"",175]
["2015-12-19T09:59:59.998",-12,55,325,769.44444444444446,61.111111111111107,60.720068322325574,8.3430695366815151,-50.461025063448552,89,2,9.3768675405013422,null,145,"",20,"",325]
["2015-12-19T10:59:59.998",-10.1,49,386.11111111111114,850,61.111111111111107,61.479026653370681,16.551493862301019,-39.140808434924445,196,2,9.3749766724706625,null,145,"",20,"",386.11111111111114]
["2015-12-19T11:59:59.998",-8.1,44,380.55555555555554,841.66666666666663,61.111111111111107,66.830013318875388,22.840338845099968,-26.130273283401962,22,2,9.3730848686576991,null,145,"",20,"",380.55555555555554]
["2015-12-19T12:59:59.998",-5.9,38,327.77777777777777,822.22222222222217,55.555555555555557,68.237044011565217,26.610555964523375,-11.550976277828816,217,2,9.3711921300357073,null,445,"",20,"",327.77777777777777]
["2015-12-19T13:59:59.998",-3.7,33,191.66666666666669,519.44444444444446,66.666666666666671,59.879281572498826,27.392420594640345,3.8763819479929511,358,2,9.3692984575784255,null,145,"",20,"",191.66666666666669]
["2015-12-19T14:59:59.998",-1.5,29,88.888888888888886,480.55555555555554,30.555555555555554,51.760614339077165,25.075458401761644,19.006867400500909,337,7,9.3674038522600718,null,145,"",20,"",88.888888888888886]
["2015-12-19T15:59:59.998",0,28,2.7777777777777777,0,2.7777777777777777,64.636979182266941,19.973354869857488,32.852243225488245,264,7,9.3655083150553455,null,145,"",20,"",2.7777777777777777]
["2015-12-19T16:59:59.998",-0.4,27,0,0,0,57.79216524644022,12.650356946097705,45.001503493341019,261,7,9.3636118469394241,null,445,"",20,"",0]
["2015-12-19T17:59:59.998",-1.6,29,0,0,0,67.306220575932116,3.6934720055548884,55.564903644976759,297,7,9.3617144488879642,null,1105,"",20,"",0]
["2015-12-19T18:59:59.998",-3.2,31,0,0,0,60.103903773795764,-6.409239788176408,64.920404129396573,94,7,9.3598161218771008,null,1105,"",20,"",0]
["2015-12-19T19:59:59.998",-4.9000000000000004,34,0,0,0,61.590488421346492,-17.286214679465353,73.545312318347413,228,7,9.357916866883448,null,505,"",20,"",0]
["2015-12-19T20:59:59.998",-6.6,37,0,0,0,71.218569183970374,-28.651880627568911,81.990324537819376,315,4,9.3560166848840964,null,505,"",20,"",0]
["2015-12-19T21:59:59.998",-8,40,0,0,0,57.252557620135349,-40.257768605925939,90.993232018262376,235,4,9.3541155768566107,null,445,"",20,"",0]
["2015-12-19T22:59:59.998",-9.1,42,0,0,0,69.630800368092594,-51.813670852776099,101.83773357847535,167,4,9.3522135437790368,null,445,"","","",0]
["2015-12-19T23:59:59.998",-10,44,0,0,0,52.892079491092488,-62.784413190714211,117.44150300481085,355,4,9.3503105866298952,null,45,"","","",0]
["2015-12-20T00:59:59.998",-10.8,47,0,0,0,68.600819292769756,-71.592744952495863,145.03828198663558,265,4,9.3484067063881806,null,45,"","","",0]
["2015-12-20T01:59:59.998",-11.5,49,0,0,0,61.745558780087663,-74.02729863695987,-167.82364643789063,262,4,9.3465019040333601,null,45,"","","",0]
["2015-12-20T02:59:59.998",-12.3,52,0,0,0,62.51034523152066,-67.746932913750967,-129.29521376904745,0,0,9.3445961805453823,null,45,"","","",0]
["2015-12-20T03:59:59.998",-13.2,55,0,0,0,65.906137646429272,-57.528932332558853,-108.83335950595568,354,0,9.3426895369046612,null,45,"","","",0]
["2015-12-20T04:59:59.998",-14,59,0,0,0,59.733670244074659,-46.170075764930971,-96.130002781258639,232,0,9.3407819740920921,null,45,"","","",0]
["2015-12-20T05:59:59.998",-14.8,61,0,0,0,45.590447556833681,-34.545483239633924,-86.416884235199106,21,0,9.3388734930890394,null,45,"","","",0]
["2015-12-20T06:59:59.998",-15.3,62,2.7777777777777777,0,2.7777777777777777,64.640704081640479,-23.027037812154877,-77.804068061763985,165,0,9.3369640948773363,null,985,"",20,"",2.7777777777777777]
["2015-12-20T07:59:59.998",-15.5,63,25,5.5555555555555554,25,56.863975774103892,-11.870547437045779,-69.348206090903616,208,0,9.3350537804392957,null,385,"",20,"",25]
["2015-12-20T08:59:59.998",-15.4,61,75,25,69.444444444444443,59.25211391578398,-1.3354813411352038,-60.428610461567288,0,0,9.3331425507576959,null,385,"",20,"",75]
["2015-12-20T09:59:59.998",-13.9,57,147.22222222222223,80.555555555555557,119.44444444444444,58.128625645815248,8.255568640467164,-50.536092618647345,156,0,9.3312304068157879,null,145,"",20,"",147.22222222222223]
["2015-12-20T10:59:59.998",-11,51,191.66666666666669,122.22222222222221,144.44444444444443,67.782694413834463,16.475835171456112,-39.230834627261018,204,0,9.329317349597293,null,145,"",20,"",191.66666666666669]
["2015-12-20T11:59:59.998",-7.4,43,166.66666666666666,83.333333333333329,136.11111111111111,47.797881455033973,22.781484649824346,-26.237175096610262,52,0,9.3274033800864018,null,145,"",20,"",166.66666666666666]
["2015-12-20T12:59:59.998",-3.6,36,252.77777777777777,441.66666666666663,105.55555555555556,76.323216559644322,26.573685103137699,-11.672530079050858,76,0,9.3254884992677756,null,445,"",20,"",252.77777777777777]
["2015-12-20T13:59:59.998",-0.2,30,177.77777777777777,411.11111111111109,77.777777777777771,60.713558395095276,27.380993721254189,3.7477575917381598,130,0,9.3235727081265445,null,145,"",20,"",177.77777777777777]
["2015-12-20T14:59:59.998",2.1,25,75,283.33333333333331,41.666666666666664,62.456065201315198,25.089443616428806,18.881082264151122,225,3,9.3216560076483042,null,145,"",20,"",75]
["2015-12-20T15:59:59.998",2.9,23,2.7777777777777777,0,2.7777777777777777,60.256278226552809,20.009441878425662,32.736298796253145,16,3,9.3197383988191227,null,145,"",20,"",2.7777777777777777]
["2015-12-20T16:59:59.998",2.2999999999999998,23,0,0,0,79.403018029853797,12.703804272348464,44.897390280221707,10,3,9.3178198826255301,null,445,"",20,"",0]
["2015-12-20T17:59:59.998",0.7,24,0,0,0,71.884962526257198,3.759731610171162,55.470983128547999,180,3,9.315900460054527,null,1105,"",20,"",0]
["2015-12-20T18:59:59.998",-1.5,26,0,0,0,80.760614339077165,-6.3338889080908656,64.833284365189783,194,3,9.3139801320935813,null,1105,"",20,"",0]
["2015-12-20T19:59:59.998",-3.8,29,0,0,0,52.435840578234718,-17.204705446392552,73.460697562746418,136,3,9.3120588997306211,null,505,"",20,"",0]
["2015-12-20T20:59:59.998",-5.9,32,0,0,0,51.237044011565217,-28.566682318205668,81.902716542491603,270,1,9.3101367639540467,null,505,"",20,"",0]
["2015-12-20T21:59:59.998",-7.5,35,0,0,0,65.372461625895426,-40.171409148824353,90.894224290492645,285,1,9.3082137257527169,null,445,"",20,"",0]
["2015-12-20T22:59:59.998",-8.6,38,0,0,0,65.724454470892567,-51.729797990179243,101.71110887177839,210,1,9.3062897861159612,null,445,"","","",0]
["2015-12-20T23:59:59.998",-9.4,40,0,0,0,65.380303478271458,-62.711006879745753,117.24880896446001,343,1,9.3043649460335658,null,45,"","","",0]
["2015-12-21T00:59:59.998",-10,43,0,0,0,62.892079491092488,-71.546124092836209,144.70861514015687,160,1,9.3024392064957837,null,45,"","","",0]
["2015-12-21T01:59:59.998",-10.5,45,0,0,0,61.831519772756167,-74.057099972568409,-168.22454924424937,153,1,9.3005125684933354,null,45,"","","",0]
["2015-12-21T02:59:59.998",-11.1,48,0,0,0,52.374333535869766,-67.828834346151055,-129.50565104263163,270,1,9.2985850330173925,null,45,"","","",0]
["2015-12-21T03:59:59.998",-11.9,51,0,0,0,52.124236935302747,-57.625945246120352,-108.94565442980621,308,1,9.296656601059599,null,45,"","","",0]
["2015-12-21T04:59:59.998",-12.7,54,0,0,0,51.903860933584042,-46.27112809599172,-96.20682209919805,141,1,9.2947272736120539,null,45,"","","",0]
["2015-12-21T05:59:59.998",-13.5,56,0,0,0,56.713023788797727,-34.64685664883477,-86.480704288924031,285,1,9.2927970516673195,null,45,"","","",0]
["2015-12-21T06:59:59.998",-13.9,58,5.5555555555555554,2.7777777777777777,5.5555555555555554,54.128625645815248,-23.126699592581204,-77.864627857567555,203,1,9.2908659362184185,null,985,"",20,"",5.5555555555555554]
["2015-12-21T07:59:59.998",-14,58,58.333333333333329,88.888888888888886,47.222222222222221,60.733670244074659,-11.966691624654551,-69.411148657755632,244,1,9.2889339282588299,null,385,"",20,"",58.333333333333329]
["2015-12-21T08:59:59.998",-13.4,57,111.11111111111111,86.111111111111114,88.888888888888886,61.110269223846501,-1.425947115411718,-60.498290152025177,0,0,9.2870010287824964,null,385,"",20,"",111.11111111111111]
["2015-12-21T09:59:59.998",-12.1,55,161.11111111111111,105.55555555555556,125,54.316363737550034,8.173690195507799,-50.616494040144914,289,0,9.2850672387838156,null,145,"",20,"",161.11111111111111]
["2015-12-21T10:59:59.998",-10.3,52,230.55555555555557,213.88888888888889,150,54.654333034585761,16.406491035774014,-39.325409412241022,4,0,9.2831325592576448,null,145,"",20,"",230.55555555555557]
["2015-12-21T11:59:59.998",-8,48,227.7777777777778,211.11111111111111,147.22222222222223,62.252557620135349,22.7296058227207,-26.34747092139294,49,0,9.2811969911993,null,145,"",20,"",227.7777777777778]
["2015-12-21T12:59:59.998",-5.5,43,238.88888888888889,372.22222222222223,113.88888888888889,74.972569879133403,26.544274890278682,-11.795870294008195,205,0,9.2792605356045534,null,445,"",20,"",238.88888888888889]
["2015-12-21T13:59:59.998",-2.9,39,213.88888888888889,663.88888888888891,52.777777777777779,72.444624093283949,27.377194098886065,3.6192481404860493,163,0,9.2773231934696341,null,145,"",20,"",213.88888888888889]
["2015-12-21T14:59:59.998",-0.5,35,66.666666666666671,194.44444444444443,44.444444444444443,78.332228108235654,25.110860539478118,18.757236362017643,292,4,9.2753849657912255,null,145,"",20,"",66.666666666666671]
["2015-12-21T15:59:59.998",1,32,2.7777777777777777,0,2.7777777777777777,60.28460181068391,20.052493260629248,32.623739773545523,351,4,9.2734458535664679,null,145,"",20,"",2.7777777777777777]
["2015-12-21T16:59:59.998",0.6,30,0,0,0,60.419437111083994,12.763624739628083,44.797685756058328,127,4,9.2715058577929597,null,445,"",20,"",0]
["2015-12-21T17:59:59.998",-0.6,29,0,0,0,56.872796765947385,3.8317703562470844,55.382205565953697,20,4,9.2695649794687469,null,1105,"",20,"",0]
[{"$f":"A8519+1/24","v":"2015-12-21T18:59:59.998"},-2.2999999999999998,28,0,0,0,52.139491795206027,-6.2532835581119688,64.751928271548039,37,4,9.267623219592334,null,1105,"",20,"",0]
["2015-12-21T19:59:59.998",-4.0999999999999996,30,0,0,0,63.108477887416825,-17.118356673593212,73.382514614605896,226,4,9.265680579162682,null,505,"",20,"",0]
["2015-12-21T20:59:59.998",-5.9,32,0,0,0,68.237044011565217,-28.476915577559978,81.822412492000751,0,0,9.2637370591791974,null,505,"",20,"",0]
["2015-12-21T21:59:59.998",-7.4,35,0,0,0,66.797881455033973,-40.080553228279726,90.803788508225253,140,0,9.2617926606417456,null,445,"",20,"",0]
["2015-12-21T22:59:59.998",-8.6,40,0,0,0,73.724454470892567,-51.641179562019317,101.5949837758685,263,0,9.2598473845506426,null,445,"","","",0]
["2015-12-21T23:59:59.998",-9.6999999999999993,46,0,0,0,58.13406641429998,-62.631995389897305,117.06927200770097,34,0,9.2579012319066507,null,45,"","","",0]
["2015-12-22T00:59:59.998",-10.6,52,0,0,0,57.420817381738857,-71.492087850927817,144.39198557111175,223,0,9.2559542037109921,null,45,"","","",0]
["2015-12-22T01:59:59.998",-11.6,58,0,0,0,54.339530498533634,-74.078556520215812,-168.63239028242725,251,0,9.2540063009653313,null,45,"","","",0]
["2015-12-22T02:59:59.998",-12.6,64,0,0,0,55.304788805789201,-67.904722974557842,-129.73140677790923,0,0,9.2520575246717875,null,45,"","","",0]
["2015-12-22T03:59:59.998",-13.8,69,0,0,0,52.524038348234171,-57.718379347538217,-109.07039161478014,79,0,9.2501078758329278,null,45,"","","",0]
["2015-12-22T04:59:59.998",-14.9,75,0,0,0,67.199592005158962,-46.368118550052642,-96.293534969030958,227,0,9.2481573554517702,null,45,"","","",0]
["2015-12-22T05:59:59.998",-15.9,78,0,0,0,57.315936437627727,-34.744230352879725,-86.552782326964945,284,0,9.2462059645317751,null,45,"","","",0]
["2015-12-22T06:59:59.998",-16.600000000000001,80,5.5555555555555554,2.7777777777777777,5.5555555555555554,48.624189614621883,-23.222165599865111,-77.932383255669265,35,0,9.2442537040768578,null,985,"",20,"",5.5555555555555554]
["2015-12-22T07:59:59.998",-16.899999999999999,79,69.444444444444443,155.55555555555554,47.222222222222221,56.477308197021472,-12.058267220290153,-69.480546880430893,173,0,9.2423005750913774,null,385,"",20,"",69.444444444444443]
["2015-12-22T08:59:59.998",-15.8,76,127.77777777777777,130.55555555555554,94.444444444444443,56.70226998802201,-1.5113335562605119,-60.573831484289585,0,0,9.2403465785801391,null,385,"",20,"",127.77777777777777]
["2015-12-22T09:59:59.998",-13.7,69,155.55555555555554,97.222222222222214,122.22222222222221,48.919908704187321,8.0975092405019709,-50.702150258589754,309,0,9.2383917155483957,null,145,"",20,"",155.55555555555554]
["2015-12-22T10:59:59.998",-11.3,61,186.11111111111111,113.88888888888889,141.66666666666666,57.559013119618669,16.343521200553131,-39.42444439750976,153,0,9.2364359870018493,null,145,"",20,"",186.11111111111111]
["2015-12-22T11:59:59.998",-8.6999999999999993,52,297.22222222222223,466.66666666666663,119.44444444444444,58.304772710580551,22.684744062955954,-26.461066027221261,236,0,9.2344793939466392,null,145,"",20,"",297.22222222222223]
["2015-12-22T12:59:59.998",-6.2,43,266.66666666666669,513.88888888888891,94.444444444444443,47.940503456005331,26.522347410074168,-11.920899538050632,341,0,9.2325219373893574,null,445,"",20,"",266.66666666666669]
["2015-12-22T13:59:59.998",-4,36,166.66666666666666,333.33333333333331,86.111111111111114,49.550439102089172,27.381023792162868,3.4909517013638767,148,0,9.230563618337035,null,145,"",20,"",166.66666666666666]
["2015-12-22T14:59:59.998",-2.2999999999999998,32,50,80.555555555555557,38.888888888888886,56.139491795206027,25.13969126048984,18.635427860052413,247,4,9.2286044377971486,null,145,"",20,"",50]
["2015-12-22T15:59:59.998",-1.5,31,2.7777777777777777,0,2.7777777777777777,59.760614339077165,20.102471717681087,32.514662321683112,338,4,9.2266443967776191,null,145,"",20,"",2.7777777777777777]
["2015-12-22T16:59:59.998",-2,34,0,0,0,66.493659058520109,12.829763354072682,44.702481037224722,153,4,9.2246834962868078,null,445,"",20,"",0]
["2015-12-22T17:59:59.998",-3.2,38,0,0,0,58.103903773795764,3.9095181153661813,55.29865507678106,257,4,9.2227217373335204,null,1105,"",20,"",0]
["2015-12-22T18:59:59.998",-4.7,43,0,0,0,61.467040865513241,-6.1675063117320787,64.676412781471399,345,4,9.220759120927001,null,1105,"",20,"",0]
["2015-12-22T19:59:59.998",-6.3,48,0,0,0,60.509293492743893,-17.027261118097552,73.310834396264525,77,4,9.2187956480769397,null,505,"",20,"",0]
["2015-12-22T20:59:59.998",-7.4,52,0,0,0,51.797881455033973,-28.382681794960618,81.749479644733015,292,5,9.2168313197934619,null,505,"",20,"",0]
["2015-12-22T21:59:59.998",-7.9,54,0,0,0,67.675580273377705,-39.985310236682132,90.721992988819636,100,5,9.2148661370871388,null,445,"",20,"",0]
["2015-12-22T22:59:59.998",-7.8,54,0,0,0,46.099081639486428,-51.547933552741398,101.4894417575139,66,5,9.2129001009689748,null,445,"","","",0]
["2015-12-22T23:59:59.998",-7.5,53,0,0,0,61.372461625895426,-62.547506005283267,116.90305606792425,49,5,9.2109332124504188,null,45,"","","",0]
["2015-12-23T00:59:59.998",-7.1,52,0,0,0,65.077025505359245,-71.43074934027571,144.08894668684937,153,5,9.2089654725433547,null,45,"","","",0]
["2015-12-23T01:59:59.998",-6.8,51,0,0,0,68.360504000049957,-74.091612317563303,-169.04619279485848,241,5,9.2069968822601069,null,45,"","","",0]
["2015-12-23T02:59:59.998",-7,51,0,0,0,46.5043695825604,-67.974463897011262,-129.97223998630005,315,2,9.2050274426134369,null,45,"","","",0]
["2015-12-23T03:59:59.998",-7.7,53,0,0,0,55.523062079482258,-57.806107942925891,-109.20750034998058,330,2,9.2030571546165394,null,45,"","","",0]
["2015-12-23T04:59:59.998",-8.8000000000000007,55,0,0,0,45.885566779871908,-46.460929767556777,-96.390092635765512,210,2,9.2010860192830499,null,45,"","","",0]
["2015-12-23T05:59:59.998",-10,58,0,0,0,61.892079491092488,-34.837494269476728,-86.633068933427126,338,2,9.1991140376270391,null,45,"","","",0]
["2015-12-23T06:59:59.998",-10.9,61,2.7777777777777777,0,2.7777777777777777,50.191522880533967,-23.313332806396367,-78.007279188350651,79,2,9.1971412106630126,null,985,"",20,"",2.7777777777777777]
["2015-12-23T07:59:59.998",-11.3,62,72.222222222222214,177.77777777777777,47.222222222222221,61.559013119618669,-12.145179283041427,-69.556338008808169,9,2,9.195167539405908,null,385,"",20,"",72.222222222222214]
["2015-12-23T08:59:59.998",-11,62,191.66666666666669,450,77.777777777777771,59.782694413834463,-1.5915557513782095,-60.655162751668051,360,4,9.1931930248711033,null,385,"",20,"",191.66666666666669]
["2015-12-23T09:59:59.998",-9.6999999999999993,60,186.11111111111111,166.66666666666666,130.55555555555554,45.13406641429998,8.0270980168961277,-50.792980129064127,174,4,9.1912176680744064,null,145,"",20,"",186.11111111111111]
["2015-12-23T10:59:59.998",-7.9,56,163.88888888888889,77.777777777777771,133.33333333333334,67.675580273377705,16.286982267339269,-39.527849987445343,179,4,9.1892414700320586,null,145,"",20,"",163.88888888888889]
["2015-12-23T11:59:59.998",-6.1,51,200,141.66666666666666,147.22222222222223,60.372198287984077,22.646937756338804,-26.577865183496741,352,4,9.1872644317607328,null,145,"",20,"",200]
["2015-12-23T12:59:59.998",-4.8,45,191.66666666666669,188.88888888888889,127.77777777777777,65.028519659544145,26.507921393996956,-12.047520280234925,63,4,9.185286554277539,null,445,"",20,"",191.66666666666669]
["2015-12-23T13:59:59.998",-4.5999999999999996,41,119.44444444444444,122.22222222222221,88.888888888888886,53.906052404492016,27.392481498547337,3.3629664698438444,46,4,9.1833078386000135,null,145,"",20,"",119.44444444444444]
["2015-12-23T14:59:59.998",-5.2,37,50,77.777777777777771,41.666666666666664,72.279330863034545,25.175914469574948,18.51575487822819,45,3,9.181328285746126,null,145,"",20,"",50]
["2015-12-23T15:59:59.998",-5.5,35,2.7777777777777777,0,2.7777777777777777,49.972569879133403,20.159336578935829,32.409162070047557,268,3,9.1793478967342779,null,145,"",20,"",2.7777777777777777]
["2015-12-23T16:59:59.998",-6.3,35,0,0,0,59.509293492743893,12.902161927858423,44.611865920622556,10,3,9.1773666725833003,null,445,"",20,"",0]
["2015-12-23T17:59:59.998",-7.5,35,0,0,0,61.372461625895426,3.9929019114519115,55.220413550481226,9,3,9.1753846143124527,null,1105,"",20,"",0]
["2015-12-23T18:59:59.998",-8.9,37,0,0,0,71.466836318971502,-6.0766421083474444,64.60681162657265,350,3,9.173401722941426,null,1105,"",20,"",0]
["2015-12-23T19:59:59.998",-10.3,39,0,0,0,69.654333034585761,-16.931513325365323,73.2457235217598,225,3,9.1714179994903358,null,505,"",20,"",0]
["2015-12-23T20:59:59.998",-11.6,41,0,0,0,73.339530498533634,-28.284083502977989,81.683979479087526,0,0,9.1694334449797292,null,505,"",20,"",0]
["2015-12-23T21:59:59.998",-12.6,43,0,0,0,49.304788805789201,-39.885790022366862,90.648897899566961,185,0,9.1674480604305817,null,445,"",20,"",0]
["2015-12-23T22:59:59.998",-13.4,45,0,0,0,59.110269223846501,-51.450177766535809,101.39455340336391,150,0,9.165461846864293,null,445,"","","",0]
["2015-12-23T23:59:59.998",-14.1,46,0,0,0,61.339171790293335,-62.457665838672867,116.75030038369225,58,0,9.1634748053026875,null,45,"","","",0]
["2015-12-24T00:59:59.998",-14.7,48,0,0,0,60.981757239611738,-71.36222514534856,143.80000328470027,276,0,9.1614869367680214,null,45,"","","",0]
["2015-12-24T01:59:59.998",-15.3,50,0,0,0,55.640704081640479,-74.09621990968661,-169.4649513259439,283,0,9.1594982422829734,null,45,"","","",0]
["2015-12-24T02:59:59.998",-16,51,0,0,0,47.930053159379725,-68.037922599717163,-130.22787169826981,0,0,9.1575087228706451,null,45,"","","",0]
["2015-12-24T03:59:59.998",-16.899999999999999,53,0,0,0,47.477308197021472,-57.889003481105732,-109.35689229059716,330,0,9.1555183795545645,null,45,"","","",0]
["2015-12-24T04:59:59.998",-17.7,54,0,0,0,65.438590447210743,-46.549444086618372,-96.496436195608041,122,0,9.1535272133586858,null,45,"","","",0]
["2015-12-24T05:59:59.998",-18.399999999999999,55,0,0,0,50.803028165627609,-34.926538760592088,-86.721507789482231,223,0,9.1515352253073807,null,45,"","","",0]
["2015-12-24T06:59:59.998",-18.7,54,5.5555555555555554,2.7777777777777777,5.5555555555555554,62.680131858319101,-23.400099349011285,-78.089255470356107,61,0,9.1495424164254509,null,985,"",20,"",5.5555555555555554]
["2015-12-24T07:59:59.998",-18.5,53,61.111111111111107,111.11111111111111,47.222222222222221,56.428288295580529,-12.227334698009264,-69.638455387650879,292,0,9.1475487877381152,null,385,"",20,"",61.111111111111107]
["2015-12-24T08:59:59.998",-17.600000000000001,51,122.22222222222221,116.66666666666666,91.666666666666671,68.816872537582583,-1.6665311991604055,-60.742209335264228,0,0,9.1455543402710138,null,385,"",20,"",122.22222222222221]
["2015-12-24T09:59:59.998",-15.9,47,169.44444444444443,125,127.77777777777777,58.315936437627727,7.9625258803300571,-50.8889005213152,255,0,9.1435590750502111,null,145,"",20,"",169.44444444444443]
[{"$f":"A8583+1/24","v":"2015-12-24T10:59:59.998"},-13.5,42,191.66666666666669,122.22222222222221,144.44444444444443,49.713023788797727,16.236927629911808,-39.635535478368233,119,0,9.1415629931021911,null,145,"",20,"",191.66666666666669]
["2015-12-24T11:59:59.998",-10.9,36,236.11111111111111,233.33333333333331,147.22222222222223,74.191522880533967,22.616221934507891,-26.697772753073469,188,0,9.1395660954538585,null,145,"",20,"",236.11111111111111]
["2015-12-24T12:59:59.998",-8.1,31,161.11111111111111,111.11111111111111,125,69.830013318875388,26.501012200907656,-12.175634934178138,195,0,9.1375683831325354,null,445,"",20,"",161.11111111111111]
["2015-12-24T13:59:59.998",-5.6,26,141.66666666666666,200,91.666666666666671,70.537958200080652,27.411562547892107,3.2353906390938056,103,0,9.1355698571659651,null,145,"",20,"",141.66666666666666]
["2015-12-24T14:59:59.998",-3.6,22,50,75,41.666666666666664,63.323216559644322,25.219505476863393,18.398315397232938,157,4,9.1335705185823102,null,145,"",20,"",50]
["2015-12-24T15:59:59.998",-2.6,20,5.5555555555555554,2.7777777777777777,5.5555555555555554,78.789816788777671,20.223043843393928,32.307334015207864,73,4,9.1315703684101504,null,145,"",20,"",5.5555555555555554]
["2015-12-24T16:59:59.998",-3.1,19,0,0,0,83.550314229104629,12.980759145175043,44.525928783996903,270,4,9.1295694076784812,null,445,"",20,"",0]
["2015-12-24T17:59:59.998",-4.5,19,0,0,0,82.34555464185587,4.0818460121480546,55.147560552548455,184,4,9.1275676374167158,null,1105,"",20,"",0]
["2015-12-24T18:59:59.998",-6.2,20,0,0,0,63.940503456005331,-5.9807781373655562,64.543195258740568,167,4,9.1255650586546864,null,1105,"",20,"",0]
["2015-12-24T19:59:59.998",-7.7,21,0,0,0,80.523062079482258,-16.831209490444682,73.187244244939876,198,4,9.1235616724226407,null,505,"",20,"",0]
["2015-12-24T20:59:59.998",-8.6999999999999993,22,0,0,0,59.304772710580551,-28.181224216116995,81.625967683881797,112,1,9.1215574797512371,null,505,"",20,"",0]
["2015-12-24T21:59:59.998",-8.9,23,0,0,0,68.466836318971502,-39.782102702324799,90.584555320623082,74,1,9.1195524816715547,null,445,"",20,"",0]
["2015-12-24T22:59:59.998",-8.8000000000000007,22,0,0,0,54.885566779871908,-51.348029598029648,101.31037662090611,207,1,9.1175466792150832,null,445,"","","",0]
["2015-12-24T23:59:59.998",-8.6,22,0,0,0,70.724454470892567,-62.362601497691529,116.61111990455865,194,1,9.1155400734137295,null,45,"","","",0]
["2015-12-25T00:59:59.998",-8.4,23,0,0,0,70.565246920190248,-71.286634763340629,143.52561053413638,228,1,9.1135326652998092,null,45,"","","",0]
["2015-12-25T01:59:59.998",-8.3000000000000007,23,0,0,0,72.986358329446773,-74.092340666033905,-169.88763796973578,139,1,9.1115244559060553,null,45,"","","",0]
["2015-12-25T02:59:59.998",-8.1999999999999993,24,0,0,0,78.407947008849987,-68.0949654315651,-130.49798472097928,67,2,9.1095154462656094,null,45,"","","",0]
["2015-12-25T03:59:59.998",-8.1999999999999993,26,0,0,0,53.407947008849987,-57.966937831437399,-109.51846109723935,7,2,9.1075056374120269,null,45,"","","",0]
["2015-12-25T04:59:59.998",-8.4,28,0,0,0,73.565246920190248,-46.633543753245959,-96.612496446313088,191,2,9.1054950303792737,null,45,"","","",0]
["2015-12-25T05:59:59.998",-8.5,31,0,0,0,70.144612420739975,-35.011254810721042,-86.818035633839131,161,2,9.1034836262017294,null,45,"","","",0]
["2015-12-25T06:59:59.998",-8.6,33,2.7777777777777777,0,2.7777777777777777,50.724454470892567,-23.482364684262286,-78.178246819632776,3,2,9.1014714259141751,null,985,"",20,"",2.7777777777777777]
["2015-12-25T07:59:59.998",-8.5,34,47.222222222222221,52.777777777777779,38.888888888888886,55.144612420739975,-12.304642309842119,-69.726828514229197,205,2,9.0994584305518114,null,385,"",20,"",47.222222222222221]
["2015-12-25T08:59:59.998",-8.1999999999999993,35,80.555555555555557,33.333333333333336,72.222222222222214,75.407947008849987,-1.7361799192300074,-60.834893785019034,135,2,9.0974446411502417,null,385,"",20,"",80.555555555555557]
["2015-12-25T09:59:59.998",-7.6,34,122.22222222222221,47.222222222222221,105.55555555555556,61.947521954520994,7.9038592147219164,-50.989826413813596,16,2,9.0954300587454799,null,145,"",20,"",122.22222222222221]
["2015-12-25T10:59:59.998",-6.8,33,138.88888888888889,47.222222222222221,119.44444444444444,64.360504000049957,16.1934074133673,-39.747409156359154,168,2,9.0934146843739487,null,145,"",20,"",138.88888888888889]
["2015-12-25T11:59:59.998",-5.8,31,119.44444444444444,30.555555555555554,108.33333333333333,59.670195630242517,22.59262823747078,-26.820692787577386,180,2,9.0913985190724773,null,145,"",20,"",119.44444444444444]
["2015-12-25T12:59:59.998",-4.5999999999999996,30,102.77777777777777,27.777777777777779,94.444444444444443,66.906052404492016,26.501631800627354,-12.305145949887869,308,2,9.0893815638783018,null,445,"",20,"",102.77777777777777]
["2015-12-25T13:59:59.998",-3.2,31,69.444444444444443,22.222222222222221,63.888888888888886,71.103903773795764,27.438258905596726,3.1083223094665491,56,2,9.0873638198290632,null,145,"",20,"",69.444444444444443]
["2015-12-25T14:59:59.998",-1.8,34,25,8.3333333333333339,25,70.398937848902733,25.270436235520133,18.283207166335572,180,3,9.0853452879628129,null,145,"",20,"",25]
["2015-12-25T15:59:59.998",-0.8,39,0,0,0,66.955449985440225,20.293546224574488,32.209272425005615,53,3,9.0833259693180022,null,145,"",20,"",0]
["2015-12-25T16:59:59.998",-1.2,47,0,0,0,63.126809662561072,13.065490631293541,44.444756489195818,77,3,9.0813058649334888,null,445,"",20,"",0]
["2015-12-25T17:59:59.998",-2.2000000000000002,56,0,0,0,65.590381251847987,4.1762720227436736,55.080173235098293,7,3,9.0792849758485374,null,1105,"",20,"",0]
["2015-12-25T18:59:59.998",-3.6,65,0,0,0,61.323216559644322,-5.8800037207255373,64.48563077810951,0,3,9.0772633031028143,null,1105,"",20,"",0]
["2015-12-25T19:59:59.998",-5.0999999999999996,74,0,0,0,51.715894387989977,-16.726447318992918,73.135454416257332,160,3,9.0752408477363868,null,505,"",20,"",0]
["2015-12-25T20:59:59.998",-6.3,81,0,0,0,53.509293492743893,-28.074208271440163,81.575494160634761,0,0,9.0732176107897278,null,505,"",20,"",0]
["2015-12-25T21:59:59.998",-7.1,86,0,0,0,56.077025505359245,-39.674358479868857,90.529009325134126,333,0,9.0711935933037147,null,445,"",20,"",0]
["2015-12-25T22:59:59.998",-7.6,90,0,0,0,62.947521954520994,-51.241605812800366,101.23695686964652,134,0,9.0691687963196177,null,445,"","","",0]
["2015-12-25T23:59:59.998",-7.9,93,0,0,0,55.675580273377705,-62.262438768891116,116.4856057850601,249,0,9.0671432208791192,null,45,"","","",0]
["2015-12-26T00:59:59.998",-8.1999999999999993,94,0,0,0,49.407947008849987,-71.204100055831162,143.26617338170672,215,0,9.0651168680242922,null,45,"","","",0]
["2015-12-26T01:59:59.998",-8.6999999999999993,96,0,0,0,45.304772710580551,-74.079945038653193,-170.31320891895817,243,0,9.0630897387976166,null,45,"","","",0]
["2015-12-26T02:59:59.998",-9.5,97,0,0,0,53.964418288133572,-68.145460097971679,-130.78222362682001,67,1,9.0610618342419684,null,45,"","","",0]
["2015-12-26T03:59:59.998",-10.7,98,0,0,0,59.010584007480247,-58.039782575849515,-109.69208212868125,22,1,9.0590331554006234,null,45,"","","",0]
["2015-12-26T04:59:59.998",-12.1,99,0,0,0,61.316363737550034,-46.713111139055911,-96.73819376114119,236,1,9.0570037033172532,null,45,"","","",0]
["2015-12-26T05:59:59.998",-13.5,99,0,0,0,64.713023788797727,-35.091534208686987,-86.922582238025797,183,1,9.0549734790359313,null,45,"","","",0]
["2015-12-26T06:59:59.998",-14.5,100,5.5555555555555554,2.7777777777777777,5.5555555555555554,54.76574040513637,-23.560029744645909,-78.274182888582118,71,1,9.052942483601127,null,985,"",20,"",5.5555555555555554]
["2015-12-26T07:59:59.998",-14.9,97,55.555555555555557,86.111111111111114,44.444444444444443,46.199592005158962,-12.377013055445589,-69.8213831036051,66,1,9.0509107180577058,null,385,"",20,"",55.555555555555557]
["2015-12-26T08:59:59.998",-14.6,93,133.33333333333334,155.55555555555554,94.444444444444443,50.373521405123569,-1.8004245609129732,-60.933135906214304,0,0,9.0488781834509275,null,385,"",20,"",133.33333333333334]
["2015-12-26T09:59:59.998",-13.4,85,305.55555555555554,702.77777777777771,66.666666666666671,55.110269223846501,7.8511613491731858,-51.095670991529609,323,0,9.0468448808264537,null,145,"",20,"",305.55555555555554]
["2015-12-26T10:59:59.998",-11.4,75,361.11111111111109,761.11111111111109,69.444444444444443,59.152052868408987,16.15646841643089,-39.863378397540785,178,0,9.0448108112303327,null,145,"",20,"",361.11111111111109]
["2015-12-26T11:59:59.998",-9,64,361.11111111111109,763.88888888888891,69.444444444444443,61.048580968219369,22.576184879578111,-26.946529124351425,106,0,9.0427759757090147,null,145,"",20,"",361.11111111111109]
["2015-12-26T12:59:59.998",-6.6,53,158.33333333333337,105.55555555555556,122.22222222222221,51.218569183970374,26.50978876107887,-12.435955906377121,42,0,9.0407403753093387,null,445,"",20,"",158.33333333333337]
["2015-12-26T13:59:59.998",-4.5999999999999996,43,152.77777777777777,241.66666666666666,91.666666666666671,56.906052404492016,27.472559179359841,2.9818593983250627,40,0,9.0387040110785417,null,145,"",20,"",152.77777777777777]
["2015-12-26T14:59:59.998",-3.2,36,88.888888888888886,391.66666666666663,38.888888888888886,67.103903773795764,25.328675368233888,18.170527612605976,315,6,9.0366668840642497,null,145,"",20,"",88.888888888888886]
["2015-12-26T15:59:59.998",-2.7,32,5.5555555555555554,2.7777777777777777,5.5555555555555554,68.340921679905534,20.370793198657545,32.115070744758924,313,6,9.0346289953144829,null,145,"",20,"",5.5555555555555554]
["2015-12-26T16:59:59.998",-2.7,30,0,0,0,65.340921679905534,13.156289024581879,44.368434288501724,206,6,9.0325903458776526,null,445,"",20,"",0]
["2015-12-26T17:59:59.998",-3.2,30,0,0,0,78.103903773795764,4.2760989824450801,55.018326251925778,76,6,9.0305509368025643,null,1105,"",20,"",0]
["2015-12-26T18:59:59.998",-4.0999999999999996,32,0,0,0,63.108477887416825,-5.774410194082864,64.434181867323275,91,6,9.0285107691384123,null,1105,"",20,"",0]
["2015-12-26T19:59:59.998",-5.2,35,0,0,0,76.279330863034545,-16.617325888460304,73.09040744805786,85,6,9.0264698439347786,null,505,"",20,"",0]
["2015-12-26T20:59:59.998",-5.7,37,0,0,0,69.103833571788527,-27.963140671462071,81.53260303721018,315,1,9.0244281622416374,null,505,"",20,"",0]
["2015-12-26T21:59:59.998",-5.7,39,0,0,0,64.103833571788527,-39.562667467627193,90.48229607533932,226,1,9.0223857251093538,null,445,"",20,"",0]
["2015-12-26T22:59:59.998",-6.5,40,0,0,0,67.648326719719876,-51.131022338135629,101.17432741945618,109,1,9.0203425335886802,null,445,"","","",0]
["2015-12-26T23:59:59.998",-8,41,0,0,0,67.252557620135349,-62.157302320565023,116.37382595723118,298,1,9.0182985887307545,null,45,"","","",0]
["2015-12-27T00:59:59.998",-9.8000000000000007,41,0,0,0,59.719599013326388,-71.114744715090168,143.02204635966933,279,1,9.0162538915871053,null,45,"","","",0]
["2015-12-27T01:59:59.998",-11.2,42,0,0,0,59.966439889974538,-74.059012757889434,-170.74061122322269,281,1,9.0142084432096468,null,45,"","","",0]
[{"$f":"A8647+1/24","v":"2015-12-27T02:59:59.998"},-11.8,42,0,0,0,64.528869931922259,-68.189276171057116,-131.08019498878375,360,7,9.0121622446506802,null,45,"","","",0]
["2015-12-27T03:59:59.998",-12.2,42,0,0,0,62.913122825671451,-58.107409314315127,-109.87761219380296,178,7,9.0101152969628941,null,45,"","","",0]
["2015-12-27T04:59:59.998",-13.2,42,0,0,0,71.906137646429272,-46.788028965998365,-96.873437988453389,125,7,9.0080676011993575,null,45,"","","",0]
["2015-12-27T05:59:59.998",-14.4,42,0,0,0,49.158414591552713,-35.167269732565103,-87.035070397300984,54,7,9.0060191584135314,null,45,"","","",0]
["2015-12-27T06:59:59.998",-15.4,42,5.5555555555555554,2.7777777777777777,5.5555555555555554,63.25211391578398,-23.632997095438341,-78.376988306137051,74,7,9.0039699696592557,null,985,"",20,"",5.5555555555555554]
["2015-12-27T07:59:59.998",-16,40,108.33333333333333,600,30.555555555555554,70.930053159379725,-12.444360095571788,-69.922041161646717,45,7,9.0019200359907572,null,385,"",20,"",108.33333333333333]
["2015-12-27T08:59:59.998",-15.8,38,144.44444444444443,197.22222222222223,94.444444444444443,62.70226998802201,-1.8591905094266672,-61.036852851375194,360,1,8.999869358462643,null,385,"",20,"",144.44444444444443]
["2015-12-27T09:59:59.998",-14.8,35,263.88888888888891,475,102.77777777777777,63.590447556833681,7.8044924778690277,-51.206345747301611,359,1,8.9978179381299039,null,145,"",20,"",263.88888888888891]
["2015-12-27T10:59:59.998",-13.2,32,361.11111111111109,758.33333333333337,69.444444444444443,55.906137646429272,16.126154057117837,-39.983349770666059,348,1,8.9957657760479126,null,145,"",20,"",361.11111111111109]
["2015-12-27T11:59:59.998",-11.3,28,247.22222222222223,263.88888888888886,147.22222222222223,66.559013119618669,22.566916619008303,-27.075185484848831,10,1,8.993712873272429,null,145,"",20,"",247.22222222222223]
["2015-12-27T12:59:59.998",-9.4,24,186.11111111111111,169.44444444444443,127.77777777777777,59.380303478271458,26.525488239025933,-12.567967604870406,1,1,8.9916592308595824,null,445,"",20,"",186.11111111111111]
["2015-12-27T13:59:59.998",-8,20,191.66666666666669,472.22222222222223,72.222222222222214,80.252557620135349,27.514448629508131,2.8560995503988376,105,1,8.9896048498658949,null,145,"",20,"",191.66666666666669]
["2015-12-27T14:59:59.998",-7.2,18,58.333333333333329,105.55555555555556,44.444444444444443,69.650163032997227,25.394188197115415,18.060373751665026,337,8,8.9875497313482615,null,145,"",20,"",58.333333333333329]
["2015-12-27T15:59:59.998",-7.3,16,5.5555555555555554,2.7777777777777777,5.5555555555555554,74.223781803500913,20.45473105578975,32.024821505729477,155,8,8.9854938763639574,null,145,"",20,"",5.5555555555555554]
["2015-12-27T16:59:59.998",-8.1,16,0,0,0,72.830013318875388,13.253084051319062,44.297045734145172,54,8,8.9834372859706377,null,445,"",20,"",0]
["2015-12-27T17:59:59.998",-9.4,16,0,0,0,70.380303478271458,4.3812434627965775,54.962091678103647,207,8,8.9813799612263345,null,1105,"",20,"",0]
["2015-12-27T18:59:59.998",-10.8,17,0,0,0,74.600819292769756,-5.6640907869058914,64.388908732057374,331,8,8.9793219031894616,null,1105,"",20,"",0]
["2015-12-27T19:59:59.998",-12,18,0,0,0,73.720068322325574,-16.503945509727117,73.052152288149315,292,8,8.9772631129188056,null,505,"",20,"",0]
["2015-12-27T20:59:59.998",-12.9,20,0,0,0,63.103389466596468,-27.848126929634102,81.497332692273957,292,2,8.975203591473532,null,505,"",20,"",0]
["2015-12-27T21:59:59.998",-13.2,22,0,0,0,61.906137646429272,-39.447139516193616,90.444443933417745,54,2,8.9731433399131824,null,445,"",20,"",0]
["2015-12-27T22:59:59.998",-12.9,25,0,0,0,67.103389466596468,-51.01639406438391,101.12250963305264,268,2,8.9710823592976716,null,445,"","","",0]
["2015-12-27T23:59:59.998",-12.4,28,0,0,0,63.108030600065206,-62.047315424980965,116.27582577201491,204,2,8.9690206506872912,null,45,"","","",0]
["2015-12-28T00:59:59.998",-11.8,30,0,0,0,65.528869931922259,-71.018693749290989,142.79353377443164,70,2,8.9669582151427107,null,45,"","","",0]
["2015-12-28T01:59:59.998",-11.4,33,0,0,0,61.152052868408987,-74.029532962817441,-171.16878965884345,239,2,8.9648950537249696,null,45,"","","",0]
["2015-12-28T02:59:59.998",-11.2,37,0,0,0,65.966439889974538,-68.226285612785517,-131.39146787636062,247,3,8.9628311674954801,null,45,"","","",0]
["2015-12-28T03:59:59.998",-11.5,40,0,0,0,53.745558780087663,-58.169689982862948,-110.07488936840414,14,3,8.9607665575160276,null,45,"","","",0]
["2015-12-28T04:59:59.998",-12.1,44,0,0,0,49.316363737550034,-46.858180537555036,-97.018128378922682,14,3,8.9587012248487756,null,45,"","","",0]
["2015-12-28T05:59:59.998",-12.8,46,0,0,0,56.503394605303754,-35.238355337295552,-87.155415937968783,103,3,8.9566351705562504,null,45,"","","",0]
["2015-12-28T06:59:59.998",-13.4,47,2.7777777777777777,0,2.7777777777777777,48.110269223846501,-23.701171091773663,-78.486582730939745,342,3,8.954568395701358,null,985,"",20,"",2.7777777777777777]
["2015-12-28T07:59:59.998",-13.6,48,77.777777777777771,244.44444444444443,47.222222222222221,48.316237066665792,-12.506598944989005,-70.028721065805911,10,3,8.9525009013473671,null,385,"",20,"",77.777777777777771]
["2015-12-28T08:59:59.998",-13.3,47,108.33333333333333,83.333333333333329,86.111111111111114,58.507973725211514,-1.9124059895474184,-61.145959217484588,337,4,8.9504326885579228,null,385,"",20,"",108.33333333333333]
["2015-12-28T09:59:59.998",-12.4,44,111.11111111111111,36.111111111111107,100,66.108030600065206,7.7639095831458409,-51.321760586649965,90,4,8.9483637583970381,null,145,"",20,"",111.11111111111111]
["2015-12-28T10:59:59.998",-11,41,122.22222222222221,30.555555555555554,111.11111111111111,66.782694413834463,16.102504321861499,-40.107229141840946,269,4,8.9462941119290935,null,145,"",20,"",122.22222222222221]
["2015-12-28T11:59:59.998",-9.3000000000000007,36,152.77777777777777,61.111111111111107,130.55555555555554,67.796661982301771,22.564844730829314,-27.206565574286429,19,4,8.9442237502188391,null,145,"",20,"",152.77777777777777]
["2015-12-28T12:59:59.998",-7.3,32,147.22222222222223,83.333333333333329,119.44444444444444,56.223781803500913,26.548731974428986,-12.70108416240272,28,4,8.9421526743313926,null,445,"",20,"",147.22222222222223]
["2015-12-28T13:59:59.998",-5.2,29,86.111111111111114,41.666666666666664,75,52.279330863034545,27.563909182873971,2.7311400488647313,5,4,8.9400808853322395,null,145,"",20,"",86.111111111111114]
["2015-12-28T14:59:59.998",-3,27,33.333333333333336,19.444444444444443,30.555555555555554,61.997220879750103,25.466936776931693,17.952842100134134,360,3,8.9380083842872331,null,145,"",20,"",33.333333333333336]
["2015-12-28T15:59:59.998",-1.6,27,2.7777777777777777,0,2.7777777777777777,68.306220575932116,20.545302954439169,31.938616235986835,173,3,8.9359351722625924,null,145,"",20,"",2.7777777777777777]
["2015-12-28T16:59:59.998",-2.1,28,0,0,0,70.041770216693521,13.355802603151696,44.230672591097694,135,3,8.9338612503249006,null,445,"",20,"",0]
["2015-12-28T17:59:59.998",-3.3,31,0,0,0,73.657989146407033,4.4916196680489371,54.91153893416292,60,3,8.9317866195411071,null,1105,"",20,"",0]
["2015-12-28T18:59:59.998",-4.9000000000000004,34,0,0,0,55.590488421346492,-5.5491405017297639,64.349868047741623,250,3,8.9297112809785268,null,1105,"",20,"",0]
["2015-12-28T19:59:59.998",-6.7,37,0,0,0,62.789295064964904,-16.386407589474246,73.020733401411889,131,3,8.9276352357048392,null,505,"",20,"",0]
["2015-12-28T20:59:59.998",-8.4,40,0,0,0,62.565246920190248,-27.729272918717889,81.469715789996343,45,1,8.925558484788084,null,505,"",20,"",0]
["2015-12-28T21:59:59.998",-9.6999999999999993,42,0,0,0,57.13406641429998,-39.327884048728109,90.41547358583891,174,1,8.9234810292966671,null,445,"",20,"",0]
["2015-12-28T22:59:59.998",-10.7,44,0,0,0,57.010584007480247,-50.897834657166534,101.08151326963818,321,1,8.9214028702993566,null,445,"","","",0]
["2015-12-28T23:59:59.998",-11.4,45,0,0,0,61.152052868408987,-61.932599700512171,116.19162870008844,171,1,8.9193240088652814,null,45,"","","",0]
["2015-12-29T00:59:59.998",-12.1,46,0,0,0,63.316363737550034,-70.916072990361727,142.58089024701445,267,1,8.9172444460639309,null,45,"","","",0]
["2015-12-29T01:59:59.998",-12.6,47,0,0,0,56.304788805789201,-73.991504264819525,-171.59669360978322,51,1,8.9151641829651602,null,45,"","","",0]
["2015-12-29T02:59:59.998",-13.2,49,0,0,0,47.906137646429272,-68.256363307345808,-131.7155746229509,0,0,8.9130832206391801,null,45,"","","",0]
["2015-12-29T03:59:59.998",-13.9,51,0,0,0,47.128625645815248,-58.226497183073107,-110.2837328823833,42,0,8.9110015601565582,null,45,"","","",0]
["2015-12-29T04:59:59.998",-14.6,54,0,0,0,57.373521405123569,-46.923449975807173,-97.172153542277101,293,0,8.9089192025882298,null,45,"","","",0]
["2015-12-29T05:59:59.998",-15.3,56,0,0,0,68.640704081640479,-35.304686344522473,-87.283527741818205,103,0,8.9068361490054837,null,45,"","","",0]
["2015-12-29T06:59:59.998",-15.7,58,0,0,0,69.089054160697032,-23.764458035586213,-78.602880915853916,300,0,8.9047524004799659,null,985,"",20,"",0]
["2015-12-29T07:59:59.998",-15.9,59,44.444444444444443,47.222222222222221,38.888888888888886,53.315936437627727,-12.563647600928942,-70.141337653662291,248,0,8.9026679580836827,null,385,"",20,"",44.444444444444443]
["2015-12-29T08:59:59.998",-14.3,57,125,127.77777777777777,91.666666666666671,46.55154431641148,-1.9600021665256011,-61.260367148398252,0,0,8.9005828228889943,null,385,"",20,"",125]
["2015-12-29T09:59:59.998",-11.8,53,161.11111111111111,108.33333333333333,125,60.528869931922259,7.7294663618909958,-51.441823935875668,128,0,8.8984969959686211,null,145,"",20,"",161.11111111111111]
["2015-12-29T10:59:59.998",-9.4,48,158.33333333333337,69.444444444444443,130.55555555555554,72.380303478271458,16.085555718214781,-40.234921781200235,234,0,8.8964104783956355,null,145,"",20,"",158.33333333333337]
["2015-12-29T11:59:59.998",-6.9,42,158.33333333333337,69.444444444444443,130.55555555555554,73.93219562670896,22.569986983694459,-27.340573182365571,92,0,8.8943232712434686,null,145,"",20,"",158.33333333333337]
["2015-12-29T12:59:59.998",-4.5999999999999996,36,319.44444444444451,755.55555555555554,61.111111111111107,63.906052404492016,26.579518288427266,-12.835209105614048,139,0,8.8922353755859049,null,445,"",20,"",319.44444444444451]
["2015-12-29T13:59:59.998",-2.5,31,177.77777777777777,361.11111111111109,86.111111111111114,71.239209932107656,27.620919450184306,2.6070777273412897,198,0,8.890146792497081,null,145,"",20,"",177.77777777777777]
["2015-12-29T14:59:59.998",-0.6,27,55.555555555555557,86.111111111111114,44.444444444444443,72.872796765947385,25.546879931596077,17.848028589944011,292,3,8.8880575230514918,null,145,"",20,"",55.555555555555557]
["2015-12-29T15:59:59.998",0.5,25,5.5555555555555554,2.7777777777777777,5.5555555555555554,81.954421581303109,20.642448978680424,31.856545373789746,327,3,8.8859675683239807,null,145,"",20,"",5.5555555555555554]
["2015-12-29T16:59:59.998",0.2,25,0,0,0,65.562430580486762,13.464368817035549,44.169394753223024,248,3,8.8838769293897446,null,445,"",20,"",0]
["2015-12-29T17:59:59.998",-0.6,25,0,0,0,68.872796765947385,4.6071395372765691,54.866734714878234,77,3,8.8817856073243355,null,1105,"",20,"",0]
[{"$f":"A8711+1/24","v":"2015-12-29T18:59:59.998"},-1.6,27,0,0,0,52.306220575932116,-5.4296559928061283,64.317112912402209,212,3,8.8796936032036538,null,1105,"",20,"",0]
["2015-12-29T19:59:59.998",-2.7,29,0,0,0,66.340921679905534,-16.264814493555203,72.996190759186447,167,3,8.8776009181039512,null,505,"",20,"",0]
["2015-12-29T20:59:59.998",-3.6,30,0,0,0,60.323216559644322,-27.606684722323688,81.449779324411665,247,2,8.8755075531018317,null,505,"",20,"",0]
["2015-12-29T21:59:59.998",-4.2,31,0,0,0,65.667009200044618,-39.205009901761429,90.395398179980404,44,2,8.873413509274247,null,445,"",20,"",0]
["2015-12-29T22:59:59.998",-4.7,31,0,0,0,51.467040865513241,-50.775456380649977,101.05133680679447,281,2,8.8713187876984971,null,445,"","","",0]
["2015-12-29T23:59:59.998",-5,31,0,0,0,65.152946785817164,-61.813274873963572,116.12123708288063,275,2,8.8692233894522339,null,45,"","","",0]
["2015-12-30T00:59:59.998",-5.2,31,0,0,0,60.279330863034545,-70.807008627659542,142.38432157479127,282,2,8.8671273156134554,null,45,"","","",0]
["2015-12-30T01:59:59.998",-5.6,32,0,0,0,68.537958200080652,-73.944934743895317,-172.02328385907444,354,2,8.8650305672605061,null,45,"","","",0]
["2015-12-30T02:59:59.998",-6.2,33,0,0,0,55.940503456005331,-68.279387598733251,-132.05201187260806,202,1,8.8629331454720806,null,45,"","","",0]
["2015-12-30T03:59:59.998",-7.1,35,0,0,0,50.077025505359245,-58.277704521856315,-110.50394308249464,325,1,8.8608350513272178,null,45,"","","",0]
["2015-12-30T04:59:59.998",-8.1,38,0,0,0,57.830013318875388,-46.98372246370996,-97.335391435394385,171,1,8.8587362859053034,null,45,"","","",0]
["2015-12-30T05:59:59.998",-9.1,40,0,0,0,73.630800368092594,-35.366159634166458,-87.41930778834714,322,1,8.8566368502860673,null,45,"","","",0]
["2015-12-30T06:59:59.998",-10,43,2.7777777777777777,0,2.7777777777777777,48.892079491092488,-23.822766332027332,-78.725792783999609,67,1,8.8545367455495843,null,985,"",20,"",2.7777777777777777]
["2015-12-30T07:59:59.998",-10.6,44,38.888888888888886,30.555555555555554,36.111111111111107,61.420817381738857,-12.615426669506226,-70.259802319202123,197,1,8.8524359727762754,null,385,"",20,"",38.888888888888886]
["2015-12-30T08:59:59.998",-10.8,45,97.222222222222229,61.111111111111107,80.555555555555557,52.600819292769756,-2.001913244020503,-61.379986442325318,202,5,8.8503345330469028,null,385,"",20,"",97.222222222222229]
["2015-12-30T09:59:59.998",-10.4,44,147.22222222222223,83.333333333333329,119.44444444444444,64.242691537877704,7.7012131554336465,-51.566442853263048,155,5,8.8482324274425732,null,145,"",20,"",147.22222222222223]
["2015-12-30T10:59:59.998",-9.5,42,194.44444444444446,125,147.22222222222223,56.964418288133572,16.075341231224435,-40.366332471341167,297,5,8.8461296570447363,null,145,"",20,"",194.44444444444446]
["2015-12-30T11:59:59.998",-8,40,219.44444444444443,180.55555555555554,150,70.252557620135349,22.582357620219014,-27.477112284861175,210,5,8.8440262229351809,null,145,"",20,"",219.44444444444443]
["2015-12-30T12:59:59.998",-6.1,36,194.44444444444446,186.11111111111111,130.55555555555554,71.372198287984077,26.617842084945767,-12.970246464540558,196,5,8.8419221261960423,null,445,"",20,"",194.44444444444446]
["2015-12-30T13:59:59.998",-3.7,33,200,505.55555555555554,69.444444444444443,66.879281572498826,27.68545474691355,2.48400888298145,308,5,8.8398173679097933,null,145,"",20,"",200]
["2015-12-30T14:59:59.998",-1,30,50,58.333333333333329,41.666666666666664,75.040121938918958,25.633973293824756,17.746028484654676,315,10,8.837711949159246,null,145,"",20,"",50]
["2015-12-30T15:59:59.998",1,28,2.7777777777777777,0,2.7777777777777777,51.28460181068391,20.746106198284359,31.778698183592226,221,10,8.8356058710275551,null,145,"",20,"",2.7777777777777777]
["2015-12-30T16:59:59.998",0.7,26,0,0,0,76.884962526257198,13.578704157500614,44.113290162851371,76,10,8.8334991345982115,null,445,"",20,"",0]
["2015-12-30T17:59:59.998",0.1,25,0,0,0,70.099450869127736,4.7277128480435886,54.827742922662807,70,10,8.8313917409550484,null,1105,"",20,"",0]
["2015-12-30T18:59:59.998",-0.9,24,0,0,0,81.497533805721503,-5.3057354443836067,64.290692805523548,321,10,8.829283691182237,null,1105,"",20,"",0]
["2015-12-30T19:59:59.998",-1.9,25,0,0,0,58.94604814624023,-16.139269411625339,72.978559836158894,146,10,8.8271749863642803,null,505,"",20,"",0]
["2015-12-30T20:59:59.998",-3,25,0,0,0,72.997220879750103,-27.480468489867935,81.437544672834917,225,3,8.8250656275860244,null,505,"",20,"",0]
["2015-12-30T21:59:59.998",-3.9,26,0,0,0,52.992893210252703,-39.078625172420907,90.384223471787209,68,3,8.8229556159326492,null,445,"",20,"",0]
["2015-12-30T22:59:59.998",-4.7,27,0,0,0,61.467040865513241,-50.649369932009435,101.03196777783084,297,3,8.8208449524896722,null,445,"","","",0]
["2015-12-30T23:59:59.998",-5.5,29,0,0,0,56.972569879133403,-61.689458563221997,116.06463292491227,247,3,8.8187336383429429,null,45,"","","",0]
["2015-12-31T00:59:59.998",-6.2,31,0,0,0,59.940503456005331,-70.691626770094501,142.20398588167765,205,3,8.8166216745786503,null,45,"","","",0]
["2015-12-31T01:59:59.998",-6.9,33,0,0,0,76.93219562670896,-73.889841878476275,-172.4475391925715,264,3,8.814509062283312,null,45,"","","",0]
["2015-12-31T02:59:59.998",-7.6,35,0,0,0,54.947521954520994,-68.295240829216965,-132.40024191036133,112,1,8.8123958025437847,null,45,"","","",0]
["2015-12-31T03:59:59.998",-8.4,38,0,0,0,54.565246920190248,-58.323186960169551,-110.73530147552552,287,1,8.8102818964472558,null,45,"","","",0]
["2015-12-31T04:59:59.998",-9.1999999999999993,40,0,0,0,70.21349415920389,-47.038884491848194,-97.5077093834512,142,1,8.8081673450812445,null,45,"","","",0]
["2015-12-31T05:59:59.998",-9.9,42,0,0,0,61.305603491690249,-35.422673837209295,-87.562651215357832,122,1,8.8060521495336026,null,45,"","","",0]
["2015-12-31T06:59:59.998",-10.3,43,2.7777777777777777,0,2.7777777777777777,59.654333034585761,-23.876006644954387,-78.855223516447339,184,1,8.8039363108925119,null,985,"",20,"",2.7777777777777777]
["2015-12-31T07:59:59.998",-10.5,43,55.555555555555557,91.666666666666671,44.444444444444443,63.831519772756167,-12.661859489802225,-70.384023116764652,314,1,8.8018198302464867,null,385,"",20,"",55.555555555555557]
["2015-12-31T08:59:59.998",-10.199999999999999,42,172.22222222222223,336.11111111111109,86.111111111111114,65.066444620498771,-2.0380765588293883,-61.504724664212837,202,1,8.7997027086843751,null,385,"",20,"",172.22222222222223]
["2015-12-31T09:59:59.998",-8.9,39,152.77777777777777,91.666666666666671,122.22222222222221,67.466836318971502,7.6791968830791957,-51.695523143189462,335,1,8.7975849472953467,null,145,"",20,"",152.77777777777777]
["2015-12-31T10:59:59.998",-6.8,36,191.66666666666669,119.44444444444444,144.44444444444443,72.360504000049957,16.071890283568454,-40.501365617309013,15,1,8.7954665471689069,null,145,"",20,"",191.66666666666669]
["2015-12-31T11:59:59.998",-4.2,31,155.55555555555554,63.888888888888886,130.55555555555554,77.667009200044618,22.601967341075543,-27.616087145872832,191,1,8.7933475093948879,null,145,"",20,"",155.55555555555554]
["2015-12-31T12:59:59.998",-1.3,27,125,47.222222222222221,108.33333333333333,70.670908512594224,26.663694855916177,-13.106100866202921,215,1,8.7912278350634487,null,445,"",20,"",125]
["2015-12-31T13:59:59.998",1.4,23,116.66666666666666,97.222222222222214,91.666666666666671,63.157948537921072,27.757487117544162,2.3620291908450244,265,1,8.7891075252650772,null,145,"",20,"",116.66666666666666]
["2015-12-31T14:59:59.998",3.7,20,66.666666666666671,133.33333333333334,47.222222222222221,73.089674614169439,25.728169347862867,17.646936297929788,225,5,8.7869865810905878,null,145,"",20,"",66.666666666666671]
["2015-12-31T15:59:59.998",4.9000000000000004,19,5.5555555555555554,2.7777777777777777,5.5555555555555554,61.902409488803414,20.85620873148121,31.705162674770126,28,5,8.7848650036311202,null,145,"",20,"",5.5555555555555554]
["2015-12-31T16:59:59.998",4.3,18,0,0,0,71.986614332980025,13.698727501075474,44.062434733826372,77,5,8.7827427939781408,null,445,"",20,"",0]
["2015-12-31T17:59:59.998",2.6,20,0,0,0,80.827319994346453,4.8532473214196532,54.794624605562007,225,5,8.780619953223443,null,1105,"",20,"",0]
["2015-12-31T18:59:59.998",0.3,22,0,0,0,67.025918688251465,-5.1774784488481291,64.270653552812277,115,5,8.7784964824591416,null,1105,"",20,"",0]
["2015-12-31T19:59:59.998",-2.2000000000000002,25,0,0,0,73.590381251847987,-16.009876223273444,72.967871614442672,284,5,8.7763723827776783,null,505,"",20,"",0]
["2015-12-31T20:59:59.998",-4.5,29,0,0,0,57.34555464185587,-27.350730295184494,81.433027657727791,0,0,8.7742476552718145,null,505,"",20,"",0]
["2015-12-31T21:59:59.998",-6.3,34,0,0,0,64.509293492743893,-38.948837072261334,90.381947983270464,63,0,8.7721223010346421,null,445,"",20,"",0]
["2015-12-31T22:59:59.998",-7.7,39,0,0,0,74.523062079482258,-50.519684287154575,101.02338312190186,217,0,8.7699963211595655,null,445,"","","",0]
["2015-12-31T23:59:59.998",-8.6999999999999993,45,0,0,0,53.304772710580551,-61.561266080204881,116.02177871902325,253,0,8.7678697167403197,null,45,"","","",0]

{"sheet":"Output","index":7,"n_rows":30,"n_cols":7,"rows_kept":30,"cut":false,"hidden":false,"merged":[]}
[]
[]
[]
[null,"外気温","室温","法線面直達日射量","水平面天空日射量","PMV","SET*"]
[null,"[℃]","[℃]","[W/m2]","[W/m2]"]
[]
["2015-01-01T02:00:00",-10.1,13.727305778558021,0,0,-2.7357198148104991,7.9337450858807959]
["2015-01-01T03:00:00",-10.6,12.552802796097536,0,0,-3,6.4641607239399361]
["2015-01-01T04:00:00",-11.2,11.427912937609051,0,0,-3,5.0397390351031257]
["2015-01-01T05:00:00",-11.7,10.346152570119044,0,0,-3,3.6673544193687557]
["2015-01-01T06:00:00",-12.2,9.2795297329615014,0,0,-3,2.3032383809852925]
["2015-01-01T07:00:00",-12.6,19.999954572323915,0,2.7777777777777777,-1.3093239387525568,13.46936662673817]
["2015-01-01T08:00:00",-12.7,20.000044252423123,30.555555555555554,36.111111111111107,-1.1502698309370198,14.408889673332714]
["2015-01-01T09:00:00",-12.5,20.000045105042862,77.777777777777771,86.111111111111114,-1.0643775788031384,14.918266939843718]
["2015-01-01T10:00:00",-11.5,20.000048131379433,122.22222222222221,127.77777777777777,-0.97970306857821599,15.418753641523443]
["2015-01-01T11:00:00",-9.9,20.000049066835139,141.66666666666666,147.22222222222223,-0.9139407429183164,15.806295110132131]
["2015-01-01T12:00:00",-7.7,20.000044322021608,150,150,-0.86244219924798826,16.109002858504727]
["2015-01-01T13:00:00",-5.2,23.631024884517583,655.55555555555554,75,0.54834149980365965,22.380908537900051]
["2015-01-01T14:00:00",-2.8,27.416932262533951,819.44444444444446,41.666666666666664,1.9246066950860219,28.154971485324801]
["2015-01-01T15:00:00",-0.4,29.935301890795074,647.22222222222217,30.555555555555554,2.6478988979401588,30.800613743046149]
["2015-01-01T16:00:00",1,28.197505245730621,5.5555555555555554,8.3333333333333339,1.6513212492039453,26.198510807555266]
["2015-01-01T17:00:00",0.6,27.181339176729686,0,0,1.2511089309286718,24.491500357515473]
["2015-01-01T18:00:00",-0.3,28.261625308758994,0,0,1.5252040873721966,25.454826467917258]
["2015-01-01T19:00:00",-1.5,28.977109792336343,0,0,1.7329847096136297,26.245909563491086]
["2015-01-01T20:00:00",-2.8,27.633007481754291,0,0,1.354859132231965,24.83783918402316]
["2015-01-01T21:00:00",-3.9,26.558101078669189,0,0,1.0283043995064858,23.57524149662401]
["2015-01-01T22:00:00",-4.5999999999999996,25.438589280635377,0,0,0.68542967963870371,22.246347263950334]
["2015-01-01T23:00:00",-5.0999999999999996,24.462047688606788,0,0,0.38489298602987143,21.056739112370494]
["2015-01-02",-5.4,24.462047688606788,0,0,0.38489298602987143,21.056739112370494]
["2015-01-02T01:00:00",-5.7,24.462047688606788,0,0,0.38489298602987143,21.056739112370494]

{"sheet":"Schedule","index":8,"n_rows":3,"n_cols":8,"rows_kept":3,"cut":false,"hidden":true,"merged":[]}
[]
[]
["内部発熱","暖房1F","冷房1F","冷房湿度1F",null,"着衣量[Clo]","代謝量[Met]","室内風速[m/s]"]

{"sheet":"Template","index":9,"n_rows":122,"n_cols":25,"rows_kept":122,"cut":false,"hidden":false,"merged":[]}
["制御","定数",null,"計算開始行","計算終了行","１：初期値  0：算出","累積反復回数　","最大反復回数\n(32767以下）","変化の最大値","室の緩和係数","面の緩和係数","熱流抑制","初期温度","空気の定圧比熱\n[kJ/kg*K]","空気の比重\n[kg/m3]","空気の容積比熱\n[kJ/m3*K]","水の蒸発潜熱\n[kJ/kg]","単位容積あたりの室内潜熱容量"]
["制御","定数",null,7,140,0,{"$f":"IF(Cell_IniCell=1,0,累積反復回数+0.000000001)","v":1.3199999999999975E-7},32767,0.01,0.1,1,0.01,15,1.006,1.2929999999999999,{"$f":"N2*O2","v":1.3007579999999999},2501,41900]
[]
["制御","気象",null,"計算行","直前の時刻","現在の時刻","時間間隔[s]","外気温[℃]","湿度[%]","地中温度5m[℃]","法線面直達日射[W]","水平面天空日射[W/m2]","夜間放射[W/m2]","太陽高度(水平=0)[°]","太陽方位角(南=0)","太陽高度(rad)","太陽方位角(rad) ","風向","風速","外気絶対湿度","内部発熱","冷房設定温度","暖房設定温度","冷房設定湿度"]
["制御","気象",null,31,"2015-01-02T01:00:00","2015-01-02T02:00:00",{"$f":"(現在の時刻-直前の時刻)*24*60*60","v":3600.0000029336661},-6.2,43,8.7123623774656007,0,0,47.940503456005302,-73.735482250135107,-173.387372921197,{"$f":"RADIANS(N5)","v":-1.2869269408106947},{"$f":"RADIANS(O5)","v":-3.0261805388581462},24,5,{"$f":"FNxtr(外気温,外気湿度)","v":9.581214897195165E-4},45]
[]
["地中温度",null,null,"厚み[m]","日射吸収率","長波放射率","室外側総合熱伝達率","土の熱伝導率\n[W/m*K]","土の容積比熱\n(kJ/m3*K)","熱抵抗","熱容量","土間外周温度","土間中心温度","土間外周温度の和","土間中心温度の和","土間外周温度の数","土間中心温度の数"]
["地中温度",null,null,1,0.8,0.9,23,0.61199999999999999,1582,{"$f":"D8/H8","v":1.6339869281045751},{"$f":"I8*1000*D8","v":1582000},{"$f":"N8/P8","v":20},{"$f":"O8/Q8","v":20},20,20,1,1]
["地中温度",null,null,"室外側相当気温",null,"地表面",null,"地下１ｍ",null,"地下２ｍ",null,"地下３ｍ",null,"地下４ｍ",null,"地下５ｍ"]
["地中温度",null,"熱流W/直前温度T0[℃]",null,{"$f":"(F11-D11)*G8*熱流抑制","v":5.0457098603772685},15,{"$f":"(H11-F11)/J8*熱流抑制","v":6.9868332895813021E-3},15,{"$f":"(J11-H11)/J8*熱流抑制","v":-2.1852632711564013E-5},15,{"$f":"(L11-J11)/J8*熱流抑制","v":-1.0446551799667249E-7},15,{"$f":"(N11-L11)/J8*熱流抑制","v":-5.3367395516344379E-5},15,{"$f":"(P10-N11)/J8*熱流抑制","v":-3.8426900676842041E-2},{"$f":"地中温度5m","v":8.7123623774656007}]
["地中温度",null,"実現温度T1[℃]",{"$f":"((法線面直達日射量*SIN(太陽高度)+水平面天空日射量)*E8-夜間放射量*F8)/G8+外気温","v":-8.0759327439306432},null,{"$f":"(F10+F13*H11+F12*D11+L8*F14)/F15","v":13.861936214231392},null,{"$f":"(H10+H13*J11+H12*F11+M8*H14)/H15","v":15.003575640633565},null,{"$f":"(J10+J13*L11+J12*H11)/J15","v":15.000004949014029},null,{"$f":"(L10+L13*N11+L12*J11)/L15","v":14.999987879484944},null,{"$f":"(N10+N13*P10+N12*L11)/N15","v":14.991267716818875}]
["地中温度",null,"uL/uR",null,null,{"$f":"時間間隔/(K8/室外側総合熱伝達率)","v":5.2338811673498305E-2},null,{"$f":"時間間隔/(K8*1.5*J8)","v":9.2844500707770915E-4},null,{"$f":"時間間隔/(K8*J8)","v":1.3926675106165636E-3},null,{"$f":"時間間隔/(K8*J8)","v":1.3926675106165636E-3},null,{"$f":"時間間隔/(K8*J8)","v":1.3926675106165636E-3}]
["地中温度",null,"uU/1+uL+uR+uU",null,null,{"$f":"時間間隔/(K8*J8)","v":1.3926675106165636E-3},null,{"$f":"時間間隔/(K8*1.5*J8)","v":9.2844500707770915E-4},null,{"$f":"時間間隔/(K8*J8)","v":1.3926675106165636E-3},null,{"$f":"時間間隔/(K8*J8)","v":1.3926675106165636E-3},null,{"$f":"時間間隔/(K8*J8)","v":1.3926675106165636E-3}]
["地中温度",null,"uU",null,null,{"$f":"時間間隔/(K8*J8)","v":1.3926675106165636E-3},null,{"$f":"時間間隔/(K8*1.5*J8)","v":9.2844500707770915E-4}]
["地中温度",null,"1+uL+uR+uU",null,null,{"$f":"1+F12+F13+F14","v":1.0551241466947316},null,{"$f":"1+H12+H13+H14","v":1.002785335021233},null,{"$f":"1+J12+J13+J14","v":1.0027853350212332},null,{"$f":"1+L12+L13+L14","v":1.0027853350212332},null,{"$f":"1+N12+N13+N14","v":1.0027853350212332}]
[]
["外面入射熱量",null,null,"壁面傾斜角\n(水平=0)[°]","壁面方位角\n(南向き=0, 西回り正)[°]","直達日射面積率","天空形態係数","地面形態係数","ρアルベド","壁面傾斜角\n(水平=0)[rad]","壁面方位角\n(南向き=0, 西回り正)[rad]","壁面太陽入射角[rad]","壁面太陽高度[rad]","壁面太陽方位[rad]","外壁面直達日射量\n[W/m2]","外壁面天空日射量Is\n[W/m2]","外壁面反射日射量\nIr[W/m2]","夜間放射\n[W/m2]",null,"面積(m2)"]
["外面入射熱量","全室共通","床面",180,0,{"$f":"1","v":1},0,{"$f":"(1-COS(J18))/2","v":1},0,{"$f":"RADIANS(D18)","v":3.1415926535897931},{"$f":"RADIANS(E18)","v":0},{"$f":"ACOS(SIN(太陽高度)*COS(J18)+COS(太陽高度)*SIN(J18)*COS(太陽方位角-K18))","v":0.28386938598420164},{"$f":"ATAN((SIN(太陽高度)*SIN(J18)-COS(太陽高度)*SIN(太陽方位角)*COS(J18)*SIN(K18)-COS(太陽高度)*COS(太陽方位角)*COS(J18)*COS(K18))/COS(L18))","v":-0.28207981591514031},{"$f":"太陽方位角-K18","v":-3.0261805388581462},{"$f":"IF(法線面直達日射量*COS(L18)>0,法線面直達日射量*COS(L18)*F18,0)","v":0},{"$f":"IF(水平面天空日射量*G18>0,水平面天空日射量*G18,0)","v":0},{"$f":"IF((法線面直達日射量*SIN(太陽高度)+水平面天空日射量)>0,(法線面直達日射量*SIN(太陽高度)+水平面天空日射量)*I18*H18,0)","v":0},{"$f":"夜間放射量*G18","v":0},null,16]
["外面入射熱量","全室共通","屋根面",0,0,{"$f":"1","v":1},{"$f":"(1+COS(J19))/2","v":1},{"$f":"(1-COS(J19))/2","v":0},0,{"$f":"RADIANS(D19)","v":0},{"$f":"RADIANS(E19)","v":0},{"$f":"ACOS(SIN(太陽高度)*COS(J19)+COS(太陽高度)*SIN(J19)*COS(太陽方位角-K19))","v":2.8577232676055915},{"$f":"ATAN((SIN(太陽高度)*SIN(J19)-COS(太陽高度)*SIN(太陽方位角)*COS(J19)*SIN(K19)-COS(太陽高度)*COS(太陽方位角)*COS(J19)*COS(K19))/COS(L19))","v":-0.2820798159151402},{"$f":"太陽方位角-K19","v":-3.0261805388581462},{"$f":"IF(法線面直達日射量*COS(L19)>0,法線面直達日射量*COS(L19)*F19,0)","v":0},{"$f":"IF(水平面天空日射量*G19>0,水平面天空日射量*G19,0)","v":0},{"$f":"IF((法線面直達日射量*SIN(太陽高度)+水平面天空日射量)>0,(法線面直達日射量*SIN(太陽高度)+水平面天空日射量)*I19*H19,0)","v":0},{"$f":"夜間放射量*G19","v":47.940503456005302},null,16]
["外面入射熱量","全室共通","南面",90,0,{"$f":"1","v":1},{"$f":"(1+COS(J20))/2","v":0.5},{"$f":"(1-COS(J20))/2","v":0.49999999999999994},0,{"$f":"RADIANS(D20)","v":1.5707963267948966},{"$f":"RADIANS(E20)","v":0},{"$f":"ACOS(SIN(太陽高度)*COS(J20)+COS(太陽高度)*SIN(J20)*COS(太陽方位角-K20))","v":1.8527253789508051},{"$f":"ATAN((SIN(太陽高度)*SIN(J20)-COS(太陽高度)*SIN(太陽方位角)*COS(J20)*SIN(K20)-COS(太陽高度)*COS(太陽方位角)*COS(J20)*COS(K20))/COS(L20))","v":1.2887165108797565},{"$f":"太陽方位角-K20","v":-3.0261805388581462},{"$f":"IF(法線面直達日射量*COS(L20)>0,法線面直達日射量*COS(L20)*F20,0)","v":0},{"$f":"IF(水平面天空日射量*G20>0,水平面天空日射量*G20,0)","v":0},{"$f":"IF((法線面直達日射量*SIN(太陽高度)+水平面天空日射量)>0,(法線面直達日射量*SIN(太陽高度)+水平面天空日射量)*I20*H20,0)","v":0},{"$f":"夜間放射量*G20","v":23.970251728002651},null,{"$f":"9.6-4","v":5.6}]
["外面入射熱量","全室共通","東面",90,-90,{"$f":"1","v":1},{"$f":"(1+COS(J21))/2","v":0.5},{"$f":"(1-COS(J21))/2","v":0.49999999999999994},0,{"$f":"RADIANS(D21)","v":1.5707963267948966},{"$f":"RADIANS(E21)","v":-1.5707963267948966},{"$f":"ACOS(SIN(太陽高度)*COS(J21)+COS(太陽高度)*SIN(J21)*COS(太陽方位角-K21))","v":1.5385387110917874},{"$f":"ATAN((SIN(太陽高度)*SIN(J21)-COS(太陽高度)*SIN(太陽方位角)*COS(J21)*SIN(K21)-COS(太陽高度)*COS(太陽方位角)*COS(J21)*COS(K21))/COS(L21))","v":-1.5372123650808711},{"$f":"太陽方位角-K21","v":-1.4553842120632496},{"$f":"IF(法線面直達日射量*COS(L21)>0,法線面直達日射量*COS(L21)*F21,0)","v":0},{"$f":"IF(水平面天空日射量*G21>0,水平面天空日射量*G21,0)","v":0},{"$f":"IF((法線面直達日射量*SIN(太陽高度)+水平面天空日射量)>0,(法線面直達日射量*SIN(太陽高度)+水平面天空日射量)*I21*H21,0)","v":0},{"$f":"夜間放射量*G21","v":23.970251728002651},null,9.6]
["外面入射熱量","全室共通","北面",90,180,{"$f":"1","v":1},{"$f":"(1+COS(J22))/2","v":0.5},{"$f":"(1-COS(J22))/2","v":0.49999999999999994},0,{"$f":"RADIANS(D22)","v":1.5707963267948966},{"$f":"RADIANS(E22)","v":3.1415926535897931},{"$f":"ACOS(SIN(太陽高度)*COS(J22)+COS(太陽高度)*SIN(J22)*COS(太陽方位角-K22))","v":1.2888672746389882},{"$f":"ATAN((SIN(太陽高度)*SIN(J22)-COS(太陽高度)*SIN(太陽方位角)*COS(J22)*SIN(K22)-COS(太陽高度)*COS(太陽方位角)*COS(J22)*COS(K22))/COS(L22))","v":-1.2887165108797565},{"$f":"太陽方位角-K22","v":-6.1677731924479389},{"$f":"IF(法線面直達日射量*COS(L22)>0,法線面直達日射量*COS(L22)*F22,0)","v":0},{"$f":"IF(水平面天空日射量*G22>0,水平面天空日射量*G22,0)","v":0},{"$f":"IF((法線面直達日射量*SIN(太陽高度)+水平面天空日射量)>0,(法線面直達日射量*SIN(太陽高度)+水平面天空日射量)*I22*H22,0)","v":0},{"$f":"夜間放射量*G22","v":23.970251728002651},null,9.6]
["外面入射熱量","全室共通","西面",90,90,{"$f":"1","v":1},{"$f":"(1+COS(J23))/2","v":0.5},{"$f":"(1-COS(J23))/2","v":0.49999999999999994},0,{"$f":"RADIANS(D23)","v":1.5707963267948966},{"$f":"RADIANS(E23)","v":1.5707963267948966},{"$f":"ACOS(SIN(太陽高度)*COS(J23)+COS(太陽高度)*SIN(J23)*COS(太陽方位角-K23))","v":1.6030539424980061},{"$f":"ATAN((SIN(太陽高度)*SIN(J23)-COS(太陽高度)*SIN(太陽方位角)*COS(J23)*SIN(K23)-COS(太陽高度)*COS(太陽方位角)*COS(J23)*COS(K23))/COS(L23))","v":1.5372123650808709},{"$f":"太陽方位角-K23","v":-4.5969768656530423},{"$f":"IF(法線面直達日射量*COS(L23)>0,法線面直達日射量*COS(L23)*F23,0)","v":0},{"$f":"IF(水平面天空日射量*G23>0,水平面天空日射量*G23,0)","v":0},{"$f":"IF((法線面直達日射量*SIN(太陽高度)+水平面天空日射量)>0,(法線面直達日射量*SIN(太陽高度)+水平面天空日射量)*I23*H23,0)","v":0},{"$f":"夜間放射量*G23","v":23.970251728002651},null,9.6]
[]
["開口部透過日射","室名","南窓","ガラス面積Ag[m2]","ガラス熱貫流率\nカタログ値Ug[W/m2K]","ガラス熱抵抗\nRg[m2K/W]","ガラス日射熱\n取得率ηg[-]","ガラス日射透過率\nτg[-]","ガラス外側の\n長波放射率[-]","ガラス部分幅\nWL[m]","ガラス部分高さ\nWH[m]","フレーム部分\n面積Af[m2]","フレーム熱貫流率\nUf[W/m2K]","フレーム熱抵抗\nRｆ[m2K/W]","フレーム日射吸収率\naf[-]","フレーム外側の\n長波放射率[-]","開口部面積\nAw(m2)","窓全体熱貫流率\nUw[W/m2K]","窓全体日射熱取得率\nηw[-]"]
["開口部透過日射",null,null,{"$f":"1.8*1.8","v":3.24},2.7,{"$f":"(1/E26-0.04-0.13)","v":0.20037037037037037},0.91,0.89,0.9,1.8,1.8,{"$f":"Q26-D26","v":0.75999999999999979},{"$f":"(R26*Q26-E26*D26)/L26","v":3.3842105263157896},{"$f":"(1/M26-0.04-0.13)","v":0.12548989113530329},0.7,0.9,4,2.83,0.86]
["開口部透過日射",null,null,"サイズ1 \n庇の深さD[m]","サイズ2 庇の幅\n（現状窓より大）Ws[m]","配置1 窓からの\n高さH1[m]（≧0）","配置2\n窓からの出（幅）W1[m]","配置3 角度\n（上方を正）θ[°]","サイズ1 \n袖壁の深さD[m]","サイズ2 袖壁の高さ\n（現状窓より大）Ws[m]","配置1 窓からの\n距離W1[m]（≧0）","庇日影面積","右袖壁日影面積","左袖壁日影面積","隣棟日影面積"]
["開口部透過日射"]
["開口部透過日射",null,null,"配置2 窓からの\n出（高さ）H1[m]","サイズ1 \n袖壁の深さD[m]","サイズ2 袖壁の高さ\n（現状窓より大）Ws[m]","配置1 窓からの\n距離W1[m]（≧0）","配置2 窓からの\n出（高さ）H1[m]","窓下端から\n地面までの距離[m]","窓面から\n隣棟の距離[m]","サイズ2\n 隣棟の高さ[m]","庇と隣棟の重なり","右袖壁と\n隣棟の重なり","左袖壁と\n隣棟の重なり","直達日射面積率"]
["開口部透過日射",null,null,null,null,null,null,null,null,null,null,null,null,null,{"$f":"1-(L28+M28+N28+O28)/(Q26*D26)","v":1}]
["開口部透過日射",null,"外壁入射熱量","窓面直達日射量\n[W/m2]","窓面天空日射量\n[W/m2]","窓面反射日射量\n[W/m2]","窓面夜間放射\n[W/m2]","Cidガラス標準\n入射角特性(τD/τN)","Cd ガラス拡散\n日射特性値(τd/τN)","BNガラス吸収日射\n取得率（垂直入射時）",null,null,null,null,"Qgtガラス透過\n日射熱取得\n（直達）[W]","Qgtガラス透過日射\n熱取得（天空+反射）[W]","Qgaガラス吸収\n日射熱取得[W]","透過日射合計 [W]"]
["開口部透過日射",null,"南壁",{"$f":"O20","v":0},{"$f":"P20","v":0},{"$f":"Q20","v":0},{"$f":"R20","v":23.970251728002651},{"$f":"3.4167*COS(L20)-4.389*COS(L20)^2+2.4948*COS(L20)^3-0.5224*COS(L20)^4","v":-1.3471179946373919},0.91,{"$f":"G26-H26","v":2.0000000000000018E-2},null,null,null,null,{"$f":"D26*H26*O30*H32*D32","v":0},{"$f":"D26*H26*I32*(E32+F32)","v":0},{"$f":"D26*J32*(O30*H32*D32+I32*(E32+F32))","v":0},{"$f":"O32+P32","v":0}]
[]
["内壁日射分配",null,null,"左側","右側","面積[m2]","各部位への\n日射最終分配率","室内側日射量[W]","室内表面温度[℃]","面積加重温度[℃]","平均放射温度[℃]"]
["内壁日射分配",null,"合計",null,null,{"$f":"SUM(F36:F43)","v":70.400000000000006},null,{"$f":"R32","v":0},null,{"$f":"SUM(J36:J43)","v":308.92217031521108},{"$f":"J35/F35","v":4.3880990101592481}]
["内壁日射分配","室名","南窓・ガラス","外気","居室",{"$f":"D26","v":3.24},0,{"$f":"$H$35*G36","v":0},{"$f":"J46","v":-0.60487262663745356},{"$f":"F36*I36","v":-1.9597873103053496},{"$f":"($J$35-J36)/($F$35-F36)","v":4.6289749497545616}]
["内壁日射分配","室名","南窓・フレーム","外気","居室",{"$f":"L26","v":0.75999999999999979},0,{"$f":"$H$35*G37","v":0},{"$f":"IF(C51>0,J51,0)","v":-1.4502721089385617},{"$f":"F37*I37","v":-1.1022068027933065},{"$f":"($J$35-J37)/($F$35-F37)","v":4.4518147202470475}]
["内壁日射分配","室名","床","外気","居室",{"$f":"T18","v":16},0.5,{"$f":"$H$35*G38","v":0},{"$f":"R58","v":5.6777231289729366},{"$f":"F38*I38","v":90.843570063566986},{"$f":"($J$35-J38)/($F$35-F38)","v":4.0087977987434575}]
["内壁日射分配","室名","天井","外気","居室",{"$f":"T19","v":16},{"$f":"0.5*F39/SUM($F$39:$F$43)","v":0.15873015873015872},{"$f":"$H$35*G39","v":0},{"$f":"R68","v":3.946055211039234},{"$f":"F39*I39","v":63.136883376627743},{"$f":"($J$35-J39)/($F$35-F39)","v":4.5181118922533701}]
["内壁日射分配","室名","南壁","外気","居室",{"$f":"T20","v":5.6},{"$f":"0.5*F40/SUM($F$39:$F$43)","v":5.5555555555555546E-2},{"$f":"$H$35*G40","v":0},{"$f":"R78","v":4.5979767486958476},{"$f":"F40*I40","v":25.748669792696745},{"$f":"($J$35-J40)/($F$35-F40)","v":4.3699614278165786}]
["内壁日射分配","室名","東壁","外気","居室",{"$f":"T21","v":9.6},{"$f":"0.5*F41/SUM($F$39:$F$43)","v":9.5238095238095219E-2},{"$f":"$H$35*G41","v":0},{"$f":"R88","v":4.592188067243189},{"$f":"F41*I41","v":44.085005445534613},{"$f":"($J$35-J41)/($F$35-F41)","v":4.3558744221986263}]
["内壁日射分配","室名","北壁","外気","居室",{"$f":"T22","v":9.6},{"$f":"0.5*F42/SUM($F$39:$F$43)","v":9.5238095238095219E-2},{"$f":"$H$35*G42","v":0},{"$f":"R98","v":4.592188067243189},{"$f":"F42*I42","v":44.085005445534613},{"$f":"($J$35-J42)/($F$35-F42)","v":4.3558744221986263}]
["内壁日射分配","室名","西壁","外気","居室",{"$f":"T23","v":9.6},{"$f":"0.5*F43/SUM($F$39:$F$43)","v":9.5238095238095219E-2},{"$f":"$H$35*G43","v":0},{"$f":"R108","v":4.592188067243189},{"$f":"F43*I43","v":44.085005445534613},{"$f":"($J$35-J43)/($F$35-F43)","v":4.3558744221986263}]
[]
["開口部伝熱計算","室名","面積[m2]","空気温度\n[℃]",null,"左側実効温度\n[℃]",null,"左側表面温度[℃]",null,"右側表面温度[℃]",null,"右側実効温度\n[℃]",null,"室温T0/T1[℃]"]
["開口部伝熱計算","南窓・ガラス",{"$f":"F36","v":3.24},{"$f":"外気温","v":-6.2},null,{"$f":"D46+C49/I49-D49*E49/(F49+G49)","v":-7.1379663719653212},null,{"$f":"F46-X48/$G$8/C46","v":-7.019884223366482},null,{"$f":"(1-I49/(J49+K49))*L46+I49/(J49+K49)*F46","v":-0.60487289165613256},null,{"$f":"(N46*K49+K36*J49+H36/C46+O49/C46)/(J49+K49)","v":2.3424968199166258},null,{"$f":"$T$119","v":2.2618344414037442E-6}]
[null,null,"熱流[W]",null,null,null,{"$f":"(F46-H46)*(F49+G49)*C46","v":-8.7994817135855019},"熱流[W]",{"$f":"(H46-J46)*I49*C46","v":-58.736953343037143},null,null,null,null,null,null,null,null,null,null,null,null,null,null,"貫流負荷[W]","ガラス面再放射\n熱量[W]"]
[null,null,"吸収日射[W/m2]","夜間放射[W/m2]","ガラス外側の\n長波吸収率[-]","対流α[W/m2K]","放射α[W/m2K]",null,"熱貫流率[W/m2K]","放射α[W/m2K]","対流α[W/m2K]","ガラス外側の\n長波放射率[-]","ガラス室内側透過率[-]\n室内側長波放射率[-]","日射量合計[W]","内部発熱（放射）[W]",null,null,null,null,null,null,null,null,{"$f":"C46*K49*(J46-N46)","v":-8.7994817829194751},{"$f":"N49*(1-M49)","v":0}]
[null,null,{"$f":"Q32/C46","v":0},{"$f":"R20","v":23.970251728002651},{"$f":"I26","v":0.9},17.899999999999999,5.0999999999999996,null,{"$f":"1/(1/(F49+G49)+F26+1/(J49+K49))","v":2.8259793110253342},4.5999999999999996,{"$f":"9.09-J49","v":4.49},0.9,0.74,{"$f":"H36","v":0},{"$f":"$O$118*C46/$F$35","v":0}]
["開口部伝熱計算","室名","面積[m2]","空気温度\n[℃]",null,"左側実効温度\n[℃]",null,"左側表面温度[℃]",null,"右側表面温度[℃]",null,"右側実効温度\n[℃]",null,"室温T0/T1[℃]"]
["開口部伝熱計算","南窓・フレーム",{"$f":"F37","v":0.75999999999999979},{"$f":"外気温","v":-6.2},null,{"$f":"D51+C54/I54-D54*E54/(F54+G54)","v":-7.1379663719653212},null,{"$f":"F51-X53/$G$8/C51","v":-6.8548475418216128},null,{"$f":"(1-I54/(J54+K54))*L51+I54/(J54+K54)*F51","v":-1.4502723407538738},null,{"$f":"(N51*K54+K37*J54+H37/C51+O54/C51)/(J54+K54)","v":2.2528447785816903},null,{"$f":"$T$119","v":2.2618344414037442E-6}]
[null,null,"熱流[W]",null,null,null,{"$f":"(F51-H51)*(F54+G54)*C51","v":-4.9489171509120222},"熱流[W]",{"$f":"(H51-J51)*I54*C51","v":-14.723240453977063},null,null,null,null,null,null,null,null,null,null,null,null,null,null,"貫流負荷[W]","ガラス面再放射\n熱量[W]"]
[null,null,"吸収日射[W/m2]","夜間放射[W/m2]","ガラス外側の\n長波吸収率[-]","対流α[W/m2K]","放射α[W/m2K]",null,"熱貫流率[W/m2K]","放射α[W/m2K]","対流α[W/m2K]","ガラス外側の\n長波放射率[-]","ガラス室内側透過率[-]\n室内側長波放射率[-]","日射量合計[W]","内部発熱（放射）[W]",null,null,null,null,null,null,null,null,{"$f":"IF(C51=0,0,C51*K54*(J51-N51))","v":-4.948917053872365},{"$f":"N54*(1-M54)","v":0}]
[null,null,{"$f":"SUM(O20:Q20)*O26","v":0},{"$f":"R20","v":23.970251728002651},{"$f":"P26","v":0.9},17.899999999999999,5.0999999999999996,null,{"$f":"1/(1/(F54+G54)+N26+1/(J54+K54))","v":3.5844972245066096},4.5999999999999996,{"$f":"9.09-J54","v":4.49},0.9,0.74,{"$f":"H37","v":0},{"$f":"$O$118*C51/$F$35","v":0}]
[]
["壁体伝熱計算","室名","床","空気温度\nT0/T1[℃]","外気","左側実効温度[℃]","表面","左側表面温度[℃]","合板","層間温度[℃]","グラスウール","層間温度[℃]","合板","層間温度[℃]","空気層","層間温度[℃]","合板","室内表面温度[℃]",null,"室内側実効温度[℃]",null,"空気温度\nT0/T1[℃]","U値[W/m2K]","貫流負荷[W]"]
["壁体伝熱計算","室名","直前の温度T0[℃]",15,null,15,null,15,null,15,null,15,null,15,null,15,null,15,null,15,null,15]
["壁体伝熱計算","室名","現在の温度T1[℃]",{"$f":"外気温","v":-6.2},null,{"$f":"D58+(D60*C65-D61*D65)/(E65+F65)","v":-6.2},null,{"$f":"H58+面の緩和係数*((H57+I64*J58+H64*F58)/H65-H58)","v":-4.5480412562916195},null,{"$f":"J58+面の緩和係数*((J57+K64*L58+J64*H58)/J65-J58)","v":6.4572706420595445},null,{"$f":"L58+面の緩和係数*((L57+M64*N58+L64*J58)/L65-L58)","v":13.317545839894947},null,{"$f":"N58+面の緩和係数*((N57+O64*P58+N64*L58)/N65-N58)","v":12.32021763948765},null,{"$f":"P58+面の緩和係数*((P57+Q64*R58+P64*N58)/P65-P58)","v":11.908890686639763},null,{"$f":"R58+面の緩和係数*((R57+S64*T58+R64*P58)/R65-R58)","v":5.6777228082336846},null,{"$f":"(V58*U65+K38*T65+H38/B65+V61/B65)/SUM(T65:U65)","v":2.7646889197811437},null,{"$f":"$T$119","v":2.2618344414037442E-6},{"$f":"1/SUM(E62:U62)","v":0.11996853605865786},{"$f":"U65*B65*(R58-V58)","v":188.04610449674297}]
[null,null,"熱流[W]",null,null,null,{"$f":"(H58-F58)/G62*熱流抑制*B65","v":6.0792081768468416},null,{"$f":"(J58-H58)/I62*熱流抑制*B65","v":2.347799871648248},null,{"$f":"(L58-J58)/K62*熱流抑制*B65","v":0.20855236601419624},null,{"$f":"(N58-L58)/M62*熱流抑制*B65","v":-0.21276334942022346},null,{"$f":"(P58-N58)/O62*熱流抑制*B65","v":-0.73124791617402085},null,{"$f":"(R58-P58)/Q62*熱流抑制*B65","v":-1.3293158140599635},null,{"$f":"(T58-R58)/S62*熱流抑制*B65","v":-3.1087897657565513},null,{"$f":"B65*(R58-V58)/U62","v":188.04610449674297},null,"←熱流[W]"]
[null,"外面","日射入射[W/m2]",{"$f":"SUM(O18:Q18)","v":0},null,"厚み[m]→",1,null,1.2E-2,null,0.2,null,1.2E-2,null,0.09,null,1.2E-2,null,1,"←厚み[m]",null,{"$f":"H38","v":0},"←日射量合計[W]"]
[null,"外面","夜間放射[W/m2]",{"$f":"R18","v":0},null,"熱伝導率→\nλ[W/m*K]",null,null,1.6E-2,null,3.7999999999999999E-2,null,1.6E-2,null,1,null,1.6E-2,null,null,"←熱伝導率\nλ[W/m*K]",null,{"$f":"$O$118*B65/$F$35","v":0},"←内部発熱（放射）[W]"]
[null,"壁","熱抵抗\nR(m2K/W)",null,{"$f":"1/E65","v":5.5865921787709501E-2},null,{"$f":"G60/(E65+F65)","v":4.3478260869565216E-2},null,{"$f":"I60/I61","v":0.75},null,{"$f":"K60/K61","v":5.2631578947368425},null,{"$f":"M60/M61","v":0.75},null,{"$f":"O60/O61","v":0.09},null,{"$f":"Q60/Q61","v":0.75},null,{"$f":"S60/(U65+T65)","v":0.14992503748125938},null,{"$f":"1/U65","v":0.48309178743961345},null,"←熱抵抗\nR(m2K/W)"]
["壁体伝熱計算","壁","Cρ容積比熱\n[kJ/m3*K]",null,null,null,null,null,715.81500000000005,null,13.395,null,715.81500000000005,null,1.298,null,715.81500000000005,null,null,null,null,null,"←Cρ容積比熱\n[kJ/m3*K]"]
["壁体伝熱計算","面積[m2]","日射吸収率","長波放射率[-]","対流熱伝達率\n[W/m2K]","放射熱伝達率\n[W/m2K]","uL(左)\nuR(右)",{"$f":"時間間隔/(0.5*(I65)*G62)","v":19.278724267088169},{"$f":"時間間隔/(0.5*(I65)*I62)","v":1.1176072038891693},{"$f":"時間間隔/(0.5*(K65+I65)*I62)","v":0.85191121024841276},{"$f":"時間間隔/(0.5*(I65+K65)*K62)","v":0.12139734746039881},{"$f":"時間間隔/(0.5*(M65+K65)*K62)","v":0.12139734746039881},{"$f":"時間間隔/(0.5*(K65+M65)*M62)","v":0.85191121024841276},{"$f":"時間間隔/(0.5*(O65+M65)*M62)","v":1.1026118126275595},{"$f":"時間間隔/(0.5*(M65+O65)*O62)","v":9.1884317718963295},{"$f":"時間間隔/(0.5*(Q65+O65)*O62)","v":9.1884317718963295},{"$f":"時間間隔/(0.5*(O65+Q65)*Q62)","v":1.1026118126275595},{"$f":"時間間隔/(0.5*(S65+Q65)*Q62)","v":1.1176072038891693},{"$f":"時間間隔/(0.5*(Q65)*S62)","v":5.5908300374555697},"放射熱伝達率\n[W/m2K]","対流熱伝達率\n[W/m2K]","日射吸収率","長波放射率[-]"]
["壁体伝熱計算",{"$f":"T18","v":16},0.8,0.9,17.899999999999999,5.0999999999999996,"CAP[J/m2*K](左)\n1+uL+uR(右)",{"$f":"1+H64+I64","v":21.396331470977337},{"$f":"I60*I63*1000","v":8589.7800000000007},{"$f":"1+J64+K64","v":1.9733085577088116},{"$f":"K60*K63*1000","v":2679.0000000000005},{"$f":"1+L64+M64","v":1.9733085577088116},{"$f":"M60*M63*1000","v":8589.7800000000007},{"$f":"1+N64+O64","v":11.291043584523889},{"$f":"O60*O63*1000","v":116.82},{"$f":"1+P64+Q64","v":11.291043584523889},{"$f":"Q60*Q63*1000","v":8589.7800000000007},{"$f":"1+R64+S64","v":7.7084372413447388},null,4.5999999999999996,{"$f":"6.67-T65","v":2.0700000000000003},0.8,0.9]
["壁体伝熱計算","室名","天井","空気温度\nT0/T1[℃]","外気","左側実効温度[℃]","表面","左側表面温度[℃]","合板","層間温度[℃]","グラスウール","層間温度[℃]","合板","層間温度[℃]","空気層","層間温度[℃]","合板","室内表面温度[℃]",null,"室内側実効温度[℃]",null,"空気温度\nT0/T1[℃]","U値[W/m2K]","貫流負荷[W]"]
["壁体伝熱計算","室名","直前の温度T0[℃]",15,null,15,null,15,null,15,null,15,null,15,null,15,null,15,null,15,null,15]
["壁体伝熱計算","室名","現在の温度T1[℃]",{"$f":"外気温","v":-6.2},null,{"$f":"D68+(D70*C75-D71*D75)/(E75+F75)","v":-8.0759327439306432},null,{"$f":"H68+面の緩和係数*((H67+I74*J68+H74*F68)/H75-H68)","v":-6.2781439943130479},null,{"$f":"J68+面の緩和係数*((J67+K74*L68+J74*H68)/J75-J68)","v":5.6946936429494945},null,{"$f":"L68+面の緩和係数*((L67+M74*N68+L74*J68)/L75-L68)","v":13.062962016417025},null,{"$f":"N68+面の緩和係数*((N67+O74*P68+N74*L68)/N75-N68)","v":11.839184395651808},null,{"$f":"P68+面の緩和係数*((P67+Q74*R68+P74*N68)/P75-P68)","v":11.348331461491012},null,{"$f":"R68+面の緩和係数*((R67+S74*T68+R74*P68)/R75-R68)","v":3.9460548894435035},null,{"$f":"(V68*U75+K39*T75+H39/B75+V71/B75)/SUM(T75:U75)","v":1.8706868697707124},null,{"$f":"$T$119","v":2.2618344414037442E-6},{"$f":"1/SUM(E72:U72)","v":0.12584756907319061},{"$f":"U75*B75*(R68-V68)","v":411.02084169175987}]
[null,null,"熱流[W]",null,null,null,{"$f":"(H68-F68)/G72*熱流抑制*B75","v":6.6158625985927504},null,{"$f":"(J68-H68)/I72*熱流抑制*B75","v":2.5542053626160093},null,{"$f":"(L68-J68)/K72*熱流抑制*B75","v":0.2239953585534129},null,{"$f":"(N68-L68)/M72*熱流抑制*B75","v":-0.26107255909657967},null,{"$f":"(P68-N68)/O72*熱流抑制*B75","v":-0.87262743850808056},null,{"$f":"(R68-P68)/Q72*熱流抑制*B75","v":-1.5791523353701351},null,{"$f":"(T68-R68)/S72*熱流抑制*B75","v":-3.6891741917703538},null,{"$f":"B75*(R68-V68)/U72","v":411.02084169175987},null,"←熱流[W]"]
[null,"外面","日射入射[W/m2]",{"$f":"SUM(O19:Q19)","v":0},null,"厚み[m]→",1,null,1.2E-2,null,0.2,null,1.2E-2,null,0.09,null,1.2E-2,null,1,"←厚み[m]",null,{"$f":"H39","v":0},"←日射量合計[W]"]
[null,"外面","夜間放射[W/m2]",{"$f":"R19","v":47.940503456005302},null,"熱伝導率→\nλ[W/m*K]",null,null,1.6E-2,null,3.7999999999999999E-2,null,1.6E-2,null,1,null,1.6E-2,null,null,"←熱伝導率\nλ[W/m*K]",null,{"$f":"$O$118*B75/$F$35","v":0},"←内部発熱（放射）[W]"]
[null,"壁","熱抵抗\nR(m2K/W)",null,{"$f":"1/E75","v":5.5865921787709501E-2},null,{"$f":"G70/(E75+F75)","v":4.3478260869565216E-2},null,{"$f":"I70/I71","v":0.75},null,{"$f":"K70/K71","v":5.2631578947368425},null,{"$f":"M70/M71","v":0.75},null,{"$f":"O70/O71","v":0.09},null,{"$f":"Q70/Q71","v":0.75},null,{"$f":"S70/(U75+T75)","v":9.0009000900090008E-2},null,{"$f":"1/U75","v":0.15360983102918588},null,"←熱抵抗\nR(m2K/W)"]
["壁体伝熱計算","壁","Cρ容積比熱\n[kJ/m3*K]",null,null,null,null,null,715.81500000000005,null,13.395,null,715.81500000000005,null,1.298,null,715.81500000000005,null,null,null,null,null,"←Cρ容積比熱\n[kJ/m3*K]"]
["壁体伝熱計算","面積[m2]","日射吸収率","長波放射率[-]","対流熱伝達率\n[W/m2K]","放射熱伝達率\n[W/m2K]","uL(左)\nuR(右)",{"$f":"時間間隔/(0.5*(I75)*G72)","v":19.278724267088169},{"$f":"時間間隔/(0.5*(I75)*I72)","v":1.1176072038891693},{"$f":"時間間隔/(0.5*(K75+I75)*I72)","v":0.85191121024841276},{"$f":"時間間隔/(0.5*(I75+K75)*K72)","v":0.12139734746039881},{"$f":"時間間隔/(0.5*(M75+K75)*K72)","v":0.12139734746039881},{"$f":"時間間隔/(0.5*(K75+M75)*M72)","v":0.85191121024841276},{"$f":"時間間隔/(0.5*(O75+M75)*M72)","v":1.1026118126275595},{"$f":"時間間隔/(0.5*(M75+O75)*O72)","v":9.1884317718963295},{"$f":"時間間隔/(0.5*(Q75+O75)*O72)","v":9.1884317718963295},{"$f":"時間間隔/(0.5*(O75+Q75)*Q72)","v":1.1026118126275595},{"$f":"時間間隔/(0.5*(S75+Q75)*Q72)","v":1.1176072038891693},{"$f":"時間間隔/(0.5*(Q75)*S72)","v":9.3124620264065037},"放射熱伝達率\n[W/m2K]","対流熱伝達率\n[W/m2K]","日射吸収率","長波放射率[-]"]
["壁体伝熱計算",{"$f":"T19","v":16},0.8,0.9,17.899999999999999,5.0999999999999996,"CAP[J/m2*K](左)\n1+uL+uR(右)",{"$f":"1+H74+I74","v":21.396331470977337},{"$f":"I70*I73*1000","v":8589.7800000000007},{"$f":"1+J74+K74","v":1.9733085577088116},{"$f":"K70*K73*1000","v":2679.0000000000005},{"$f":"1+L74+M74","v":1.9733085577088116},{"$f":"M70*M73*1000","v":8589.7800000000007},{"$f":"1+N74+O74","v":11.291043584523889},{"$f":"O70*O73*1000","v":116.82},{"$f":"1+P74+Q74","v":11.291043584523889},{"$f":"Q70*Q73*1000","v":8589.7800000000007},{"$f":"1+R74+S74","v":11.430069230295672},null,4.5999999999999996,{"$f":"11.11-T75","v":6.51},0.8,0.9]
["壁体伝熱計算","室名","南壁","空気温度\nT0/T1[℃]","外気","左側実効温度[℃]","表面","左側表面温度[℃]","合板","層間温度[℃]","グラスウール","層間温度[℃]","合板","層間温度[℃]","空気層","層間温度[℃]","合板","室内表面温度[℃]",null,"室内側実効温度[℃]",null,"空気温度\nT0/T1[℃]","U値[W/m2K]","貫流負荷[W]"]
["壁体伝熱計算","室名","直前の温度T0[℃]",15,null,15,null,15,null,15,null,15,null,15,null,15,null,15,null,15,null,15]
["壁体伝熱計算","室名","現在の温度T1[℃]",{"$f":"外気温","v":-6.2},null,{"$f":"D78+(D80*C85-D81*D85)/(E85+F85)","v":-7.1379663719653212},null,{"$f":"H78+面の緩和係数*((H77+I84*J78+H84*F78)/H85-H78)","v":-5.413174607305784},null,{"$f":"J78+面の緩和係数*((J77+K84*L78+J84*H78)/J85-J78)","v":6.0744126160566916},null,{"$f":"L78+面の緩和係数*((L77+M84*N78+L84*J78)/L85-L78)","v":13.165316657608079},null,{"$f":"N78+面の緩和係数*((N77+O84*P78+N84*L78)/N85-N78)","v":12.022161697515495},null,{"$f":"P78+面の緩和係数*((P77+Q84*R78+P84*N78)/P85-P78)","v":11.560897361563915},null,{"$f":"R78+面の緩和係数*((R77+S84*T78+R84*P78)/R85-R78)","v":4.5979764306880933},null,{"$f":"(V78*U85+K40*T85+H40/B85+V81/B85)/SUM(T85:U85)","v":2.2114228704210563},null,{"$f":"$T$119","v":2.2618344414037442E-6},{"$f":"1/SUM(E82:U82)","v":0.12445194122140392},{"$f":"U85*B85*(R78-V78)","v":115.61146250165621}]
[null,null,"熱流[W]",null,null,null,{"$f":"(H78-F78)/G82*熱流抑制*B85","v":2.2215317928814837},null,{"$f":"(J78-H78)/I82*熱流抑制*B85","v":0.85773984601106479},null,{"$f":"(L78-J78)/K82*熱流抑制*B85","v":7.5447219002106755E-2},null,{"$f":"(N78-L78)/M82*熱流抑制*B85","v":-8.5355570353579616E-2},null,{"$f":"(P78-N78)/O82*熱流抑制*B85","v":-0.28700892014764939},null,{"$f":"(R78-P78)/Q82*熱流抑制*B85","v":-0.5198980961720614},null,{"$f":"(T78-R78)/S82*熱流抑制*B85","v":-1.2148512243183325},null,{"$f":"B85*(R78-V78)/U82","v":115.61146250165622},null,"←熱流[W]"]
[null,"外面","日射入射[W/m2]",{"$f":"SUM(O20:Q20)","v":0},null,"厚み[m]→",1,null,1.2E-2,null,0.2,null,1.2E-2,null,0.09,null,1.2E-2,null,1,"←厚み[m]",null,{"$f":"H40","v":0},"←日射量合計[W]"]
[null,"外面","夜間放射[W/m2]",{"$f":"R20","v":23.970251728002651},null,"熱伝導率→\nλ[W/m*K]",null,null,1.6E-2,null,3.7999999999999999E-2,null,1.6E-2,null,1,null,1.6E-2,null,null,"←熱伝導率\nλ[W/m*K]",null,{"$f":"$O$118*B85/$F$35","v":0},"←内部発熱（放射）[W]"]
[null,"壁","熱抵抗\nR(m2K/W)",null,{"$f":"1/E85","v":5.5865921787709501E-2},null,{"$f":"G80/(E85+F85)","v":4.3478260869565216E-2},null,{"$f":"I80/I81","v":0.75},null,{"$f":"K80/K81","v":5.2631578947368425},null,{"$f":"M80/M81","v":0.75},null,{"$f":"O80/O81","v":0.09},null,{"$f":"Q80/Q81","v":0.75},null,{"$f":"S80/(U85+T85)","v":0.11001100110011001},null,{"$f":"1/U85","v":0.22271714922048996},null,"←熱抵抗\nR(m2K/W)"]
["壁体伝熱計算","壁","Cρ容積比熱\n[kJ/m3*K]",null,null,null,null,null,715.81500000000005,null,13.395,null,715.81500000000005,null,1.298,null,715.81500000000005,null,null,null,null,null,"←Cρ容積比熱\n[kJ/m3*K]"]
["壁体伝熱計算","面積[m2]","日射吸収率","長波放射率[-]","対流熱伝達率\n[W/m2K]","放射熱伝達率\n[W/m2K]","uL(左)\nuR(右)",{"$f":"時間間隔/(0.5*(I85)*G82)","v":19.278724267088169},{"$f":"時間間隔/(0.5*(I85)*I82)","v":1.1176072038891693},{"$f":"時間間隔/(0.5*(K85+I85)*I82)","v":0.85191121024841276},{"$f":"時間間隔/(0.5*(I85+K85)*K82)","v":0.12139734746039881},{"$f":"時間間隔/(0.5*(M85+K85)*K82)","v":0.12139734746039881},{"$f":"時間間隔/(0.5*(K85+M85)*M82)","v":0.85191121024841276},{"$f":"時間間隔/(0.5*(O85+M85)*M82)","v":1.1026118126275595},{"$f":"時間間隔/(0.5*(M85+O85)*O82)","v":9.1884317718963295},{"$f":"時間間隔/(0.5*(Q85+O85)*O82)","v":9.1884317718963295},{"$f":"時間間隔/(0.5*(O85+Q85)*Q82)","v":1.1026118126275595},{"$f":"時間間隔/(0.5*(S85+Q85)*Q82)","v":1.1176072038891693},{"$f":"時間間隔/(0.5*(Q85)*S82)","v":7.6192871125144119},"放射熱伝達率\n[W/m2K]","対流熱伝達率\n[W/m2K]","日射吸収率","長波放射率[-]"]
["壁体伝熱計算",{"$f":"T20","v":5.6},0.8,0.9,17.899999999999999,5.0999999999999996,"CAP[J/m2*K](左)\n1+uL+uR(右)",{"$f":"1+H84+I84","v":21.396331470977337},{"$f":"I80*I83*1000","v":8589.7800000000007},{"$f":"1+J84+K84","v":1.9733085577088116},{"$f":"K80*K83*1000","v":2679.0000000000005},{"$f":"1+L84+M84","v":1.9733085577088116},{"$f":"M80*M83*1000","v":8589.7800000000007},{"$f":"1+N84+O84","v":11.291043584523889},{"$f":"O80*O83*1000","v":116.82},{"$f":"1+P84+Q84","v":11.291043584523889},{"$f":"Q80*Q83*1000","v":8589.7800000000007},{"$f":"1+R84+S84","v":9.7368943164035819},null,4.5999999999999996,{"$f":"9.09-T85","v":4.49},0.8,0.9]
["壁体伝熱計算","室名","東壁","空気温度\nT0/T1[℃]","外気","左側実効温度[℃]","表面","左側表面温度[℃]","合板","層間温度[℃]","グラスウール","層間温度[℃]","合板","層間温度[℃]","空気層","層間温度[℃]","合板","室内表面温度[℃]",null,"室内側実効温度[℃]",null,"空気温度\nT0/T1[℃]","U値[W/m2K]","貫流負荷[W]"]
["壁体伝熱計算","室名","直前の温度T0[℃]",15,null,15,null,15,null,15,null,15,null,15,null,15,null,15,null,15,null,15]
["壁体伝熱計算","室名","現在の温度T1[℃]",{"$f":"外気温","v":-6.2},null,{"$f":"D88+(D90*C95-D91*D95)/(E95+F95)","v":-7.1379663719653212},null,{"$f":"H88+面の緩和係数*((H87+I94*J88+H94*F88)/H95-H88)","v":-5.413176825814336},null,{"$f":"J88+面の緩和係数*((J87+K94*L88+J94*H88)/J95-J88)","v":6.0743701432045896},null,{"$f":"L88+面の緩和係数*((L87+M94*N88+L94*J88)/L95-L88)","v":13.164641831472927},null,{"$f":"N88+面の緩和係数*((N87+O94*P88+N94*L88)/N95-N88)","v":12.020604628477178},null,{"$f":"P88+面の緩和係数*((P87+Q94*R88+P94*N88)/P95-P88)","v":11.559064963077711},null,{"$f":"R88+面の緩和係数*((R87+S94*T88+R94*P88)/R95-R88)","v":4.5921877480349593},null,{"$f":"(V88*U95+K41*T95+H41/B95+V91/B95)/SUM(T95:U95)","v":2.2042941327046011},null,{"$f":"$T$119","v":2.2618344414037442E-6},{"$f":"1/SUM(E92:U92)","v":0.12445194122140392},{"$f":"U95*B95*(R88-V88)","v":197.94156319718712}]
[null,null,"熱流[W]",null,null,null,{"$f":"(H88-F88)/G92*熱流抑制*B95","v":3.8083353179013755},null,{"$f":"(J88-H88)/I92*熱流抑制*B95","v":1.4704060120344227},null,{"$f":"(L88-J88)/K92*熱流抑制*B95","v":0.12932655559401449},null,{"$f":"(N88-L88)/M92*熱流抑制*B95","v":-0.1464367619834559},null,{"$f":"(P88-N88)/O92*熱流抑制*B95","v":-0.49230897642609839},null,{"$f":"(R88-P88)/Q92*熱流抑制*B95","v":-0.89176028352547221},null,{"$f":"(T88-R88)/S92*熱流抑制*B95","v":-2.0837714844818835},null,{"$f":"B95*(R88-V88)/U92","v":197.94156319718712},null,"←熱流[W]"]
[null,"外面","日射入射[W/m2]",{"$f":"SUM(O21:Q21)","v":0},null,"厚み[m]→",1,null,1.2E-2,null,0.2,null,1.2E-2,null,0.09,null,1.2E-2,null,1,"←厚み[m]",null,{"$f":"H41","v":0},"←日射量合計[W]"]
[null,"外面","夜間放射[W/m2]",{"$f":"R21","v":23.970251728002651},null,"熱伝導率→\nλ[W/m*K]",null,null,1.6E-2,null,3.7999999999999999E-2,null,1.6E-2,null,1,null,1.6E-2,null,null,"←熱伝導率\nλ[W/m*K]",null,{"$f":"$O$118*B95/$F$35","v":0},"←内部発熱（放射）[W]"]
[null,"壁","熱抵抗\nR(m2K/W)",null,{"$f":"1/E95","v":5.5865921787709501E-2},null,{"$f":"G90/(E95+F95)","v":4.3478260869565216E-2},null,{"$f":"I90/I91","v":0.75},null,{"$f":"K90/K91","v":5.2631578947368425},null,{"$f":"M90/M91","v":0.75},null,{"$f":"O90/O91","v":0.09},null,{"$f":"Q90/Q91","v":0.75},null,{"$f":"S90/(U95+T95)","v":0.11001100110011001},null,{"$f":"1/U95","v":0.22271714922048996},null,"←熱抵抗\nR(m2K/W)"]
["壁体伝熱計算","壁","Cρ容積比熱\n[kJ/m3*K]",null,null,null,null,null,715.81500000000005,null,13.395,null,715.81500000000005,null,1.298,null,715.81500000000005,null,null,null,null,null,"←Cρ容積比熱\n[kJ/m3*K]"]
["壁体伝熱計算","面積[m2]","日射吸収率","長波放射率[-]","対流熱伝達率\n[W/m2K]","放射熱伝達率\n[W/m2K]","uL(左)\nuR(右)",{"$f":"時間間隔/(0.5*(I95)*G92)","v":19.278724267088169},{"$f":"時間間隔/(0.5*(I95)*I92)","v":1.1176072038891693},{"$f":"時間間隔/(0.5*(K95+I95)*I92)","v":0.85191121024841276},{"$f":"時間間隔/(0.5*(I95+K95)*K92)","v":0.12139734746039881},{"$f":"時間間隔/(0.5*(M95+K95)*K92)","v":0.12139734746039881},{"$f":"時間間隔/(0.5*(K95+M95)*M92)","v":0.85191121024841276},{"$f":"時間間隔/(0.5*(O95+M95)*M92)","v":1.1026118126275595},{"$f":"時間間隔/(0.5*(M95+O95)*O92)","v":9.1884317718963295},{"$f":"時間間隔/(0.5*(Q95+O95)*O92)","v":9.1884317718963295},{"$f":"時間間隔/(0.5*(O95+Q95)*Q92)","v":1.1026118126275595},{"$f":"時間間隔/(0.5*(S95+Q95)*Q92)","v":1.1176072038891693},{"$f":"時間間隔/(0.5*(Q95)*S92)","v":7.6192871125144119},"放射熱伝達率\n[W/m2K]","対流熱伝達率\n[W/m2K]","日射吸収率","長波放射率[-]"]
["壁体伝熱計算",{"$f":"T21","v":9.6},0.8,0.9,17.899999999999999,5.0999999999999996,"CAP[J/m2*K](左)\n1+uL+uR(右)",{"$f":"1+H94+I94","v":21.396331470977337},{"$f":"I90*I93*1000","v":8589.7800000000007},{"$f":"1+J94+K94","v":1.9733085577088116},{"$f":"K90*K93*1000","v":2679.0000000000005},{"$f":"1+L94+M94","v":1.9733085577088116},{"$f":"M90*M93*1000","v":8589.7800000000007},{"$f":"1+N94+O94","v":11.291043584523889},{"$f":"O90*O93*1000","v":116.82},{"$f":"1+P94+Q94","v":11.291043584523889},{"$f":"Q90*Q93*1000","v":8589.7800000000007},{"$f":"1+R94+S94","v":9.7368943164035819},null,4.5999999999999996,{"$f":"9.09-T95","v":4.49},0.8,0.9]
["壁体伝熱計算","室名","北壁","空気温度\nT0/T1[℃]","外気","左側実効温度[℃]","表面","左側表面温度[℃]","合板","層間温度[℃]","グラスウール","層間温度[℃]","合板","層間温度[℃]","空気層","層間温度[℃]","合板","室内表面温度[℃]",null,"室内側実効温度[℃]",null,"空気温度\nT0/T1[℃]","U値[W/m2K]","貫流負荷[W]"]
["壁体伝熱計算","室名","直前の温度T0[℃]",15,null,15,null,15,null,15,null,15,null,15,null,15,null,15,null,15,null,15]
["壁体伝熱計算","室名","現在の温度T1[℃]",{"$f":"外気温","v":-6.2},null,{"$f":"D98+(D100*C105-D101*D105)/(E105+F105)","v":-7.1379663719653212},null,{"$f":"H98+面の緩和係数*((H97+I104*J98+H104*F98)/H105-H98)","v":-5.413176825814336},null,{"$f":"J98+面の緩和係数*((J97+K104*L98+J104*H98)/J105-J98)","v":6.0743701432045896},null,{"$f":"L98+面の緩和係数*((L97+M104*N98+L104*J98)/L105-L98)","v":13.164641831472927},null,{"$f":"N98+面の緩和係数*((N97+O104*P98+N104*L98)/N105-N98)","v":12.020604628477178},null,{"$f":"P98+面の緩和係数*((P97+Q104*R98+P104*N98)/P105-P98)","v":11.559064963077711},null,{"$f":"R98+面の緩和係数*((R97+S104*T98+R104*P98)/R105-R98)","v":4.5921877480349593},null,{"$f":"(V98*U105+K42*T105+H42/B105+V101/B105)/SUM(T105:U105)","v":2.2042941327046011},null,{"$f":"$T$119","v":2.2618344414037442E-6},{"$f":"1/SUM(E102:U102)","v":0.12445194122140392},{"$f":"U105*B105*(R98-V98)","v":197.94156319718712}]
[null,null,"熱流[W]",null,null,null,{"$f":"(H98-F98)/G102*熱流抑制*B105","v":3.8083353179013755},null,{"$f":"(J98-H98)/I102*熱流抑制*B105","v":1.4704060120344227},null,{"$f":"(L98-J98)/K102*熱流抑制*B105","v":0.12932655559401449},null,{"$f":"(N98-L98)/M102*熱流抑制*B105","v":-0.1464367619834559},null,{"$f":"(P98-N98)/O102*熱流抑制*B105","v":-0.49230897642609839},null,{"$f":"(R98-P98)/Q102*熱流抑制*B105","v":-0.89176028352547221},null,{"$f":"(T98-R98)/S102*熱流抑制*B105","v":-2.0837714844818835},null,{"$f":"B105*(R98-V98)/U102","v":197.94156319718712},null,"←熱流[W]"]
[null,"外面","日射入射[W/m2]",{"$f":"SUM(O22:Q22)","v":0},null,"厚み[m]→",1,null,1.2E-2,null,0.2,null,1.2E-2,null,0.09,null,1.2E-2,null,1,"←厚み[m]",null,{"$f":"H42","v":0},"←日射量合計[W]"]
[null,"外面","夜間放射[W/m2]",{"$f":"R22","v":23.970251728002651},null,"熱伝導率→\nλ[W/m*K]",null,null,1.6E-2,null,3.7999999999999999E-2,null,1.6E-2,null,1,null,1.6E-2,null,null,"←熱伝導率\nλ[W/m*K]",null,{"$f":"$O$118*B105/$F$35","v":0},"←内部発熱（放射）[W]"]
[null,"壁","熱抵抗\nR(m2K/W)",null,{"$f":"1/E105","v":5.5865921787709501E-2},null,{"$f":"G100/(E105+F105)","v":4.3478260869565216E-2},null,{"$f":"I100/I101","v":0.75},null,{"$f":"K100/K101","v":5.2631578947368425},null,{"$f":"M100/M101","v":0.75},null,{"$f":"O100/O101","v":0.09},null,{"$f":"Q100/Q101","v":0.75},null,{"$f":"S100/(U105+T105)","v":0.11001100110011001},null,{"$f":"1/U105","v":0.22271714922048996},null,"←熱抵抗\nR(m2K/W)"]
["壁体伝熱計算","壁","Cρ容積比熱\n[kJ/m3*K]",null,null,null,null,null,715.81500000000005,null,13.395,null,715.81500000000005,null,1.298,null,715.81500000000005,null,null,null,null,null,"←Cρ容積比熱\n[kJ/m3*K]"]
["壁体伝熱計算","面積[m2]","日射吸収率","長波放射率[-]","対流熱伝達率\n[W/m2K]","放射熱伝達率\n[W/m2K]","uL(左)\nuR(右)",{"$f":"時間間隔/(0.5*(I105)*G102)","v":19.278724267088169},{"$f":"時間間隔/(0.5*(I105)*I102)","v":1.1176072038891693},{"$f":"時間間隔/(0.5*(K105+I105)*I102)","v":0.85191121024841276},{"$f":"時間間隔/(0.5*(I105+K105)*K102)","v":0.12139734746039881},{"$f":"時間間隔/(0.5*(M105+K105)*K102)","v":0.12139734746039881},{"$f":"時間間隔/(0.5*(K105+M105)*M102)","v":0.85191121024841276},{"$f":"時間間隔/(0.5*(O105+M105)*M102)","v":1.1026118126275595},{"$f":"時間間隔/(0.5*(M105+O105)*O102)","v":9.1884317718963295},{"$f":"時間間隔/(0.5*(Q105+O105)*O102)","v":9.1884317718963295},{"$f":"時間間隔/(0.5*(O105+Q105)*Q102)","v":1.1026118126275595},{"$f":"時間間隔/(0.5*(S105+Q105)*Q102)","v":1.1176072038891693},{"$f":"時間間隔/(0.5*(Q105)*S102)","v":7.6192871125144119},"放射熱伝達率\n[W/m2K]","対流熱伝達率\n[W/m2K]","日射吸収率","長波放射率[-]"]
["壁体伝熱計算",{"$f":"T22","v":9.6},0.8,0.9,17.899999999999999,5.0999999999999996,"CAP[J/m2*K](左)\n1+uL+uR(右)",{"$f":"1+H104+I104","v":21.396331470977337},{"$f":"I100*I103*1000","v":8589.7800000000007},{"$f":"1+J104+K104","v":1.9733085577088116},{"$f":"K100*K103*1000","v":2679.0000000000005},{"$f":"1+L104+M104","v":1.9733085577088116},{"$f":"M100*M103*1000","v":8589.7800000000007},{"$f":"1+N104+O104","v":11.291043584523889},{"$f":"O100*O103*1000","v":116.82},{"$f":"1+P104+Q104","v":11.291043584523889},{"$f":"Q100*Q103*1000","v":8589.7800000000007},{"$f":"1+R104+S104","v":9.7368943164035819},null,4.5999999999999996,{"$f":"9.09-T105","v":4.49},0.8,0.9]
["壁体伝熱計算","室名","西壁","空気温度\nT0/T1[℃]","外気","左側実効温度[℃]","表面","左側表面温度[℃]","合板","層間温度[℃]","グラスウール","層間温度[℃]","合板","層間温度[℃]","空気層","層間温度[℃]","合板","室内表面温度[℃]",null,"室内側実効温度[℃]",null,"空気温度\nT0/T1[℃]","U値[W/m2K]","貫流負荷[W]"]
["壁体伝熱計算","室名","直前の温度T0[℃]",15,null,15,null,15,null,15,null,15,null,15,null,15,null,15,null,15,null,15]
["壁体伝熱計算","室名","現在の温度T1[℃]",{"$f":"外気温","v":-6.2},null,{"$f":"D108+(D110*C115-D111*D115)/(E115+F115)","v":-7.1379663719653212},null,{"$f":"H108+面の緩和係数*((H107+I114*J108+H114*F108)/H115-H108)","v":-5.413176825814336},null,{"$f":"J108+面の緩和係数*((J107+K114*L108+J114*H108)/J115-J108)","v":6.0743701432045896},null,{"$f":"L108+面の緩和係数*((L107+M114*N108+L114*J108)/L115-L108)","v":13.164641831472927},null,{"$f":"N108+面の緩和係数*((N107+O114*P108+N114*L108)/N115-N108)","v":12.020604628477178},null,{"$f":"P108+面の緩和係数*((P107+Q114*R108+P114*N108)/P115-P108)","v":11.559064963077711},null,{"$f":"R108+面の緩和係数*((R107+S114*T108+R114*P108)/R115-R108)","v":4.5921877480349593},null,{"$f":"(V108*U115+K43*T115+H43/B115+V111/B115)/SUM(T115:U115)","v":2.2042941327046011},null,{"$f":"$T$119","v":2.2618344414037442E-6},{"$f":"1/SUM(E112:U112)","v":0.12445194122140392},{"$f":"U115*B115*(R108-V108)","v":197.94156319718712}]
[null,null,null,null,null,null,{"$f":"(H108-F108)/G112*熱流抑制*B115","v":3.8083353179013755},null,{"$f":"(J108-H108)/I112*熱流抑制*B115","v":1.4704060120344227},null,{"$f":"(L108-J108)/K112*熱流抑制*B115","v":0.12932655559401449},null,{"$f":"(N108-L108)/M112*熱流抑制*B115","v":-0.1464367619834559},null,{"$f":"(P108-N108)/O112*熱流抑制*B115","v":-0.49230897642609839},null,{"$f":"(R108-P108)/Q112*熱流抑制*B115","v":-0.89176028352547221},null,{"$f":"(T108-R108)/S112*熱流抑制*B115","v":-2.0837714844818835},null,{"$f":"B115*(R108-V108)/U112","v":197.94156319718712},null,"←熱流[W]"]
[null,"外面","日射入射[W/m2]",{"$f":"SUM(O23:Q23)","v":0},null,"厚み[m]→",1,null,1.2E-2,null,0.2,null,1.2E-2,null,0.09,null,1.2E-2,null,1,"←厚み[m]",null,{"$f":"H43","v":0},"←日射量合計[W]"]
[null,"外面","夜間放射[W/m2]",{"$f":"R23","v":23.970251728002651},null,"熱伝導率→\nλ[W/m*K]",null,null,1.6E-2,null,3.7999999999999999E-2,null,1.6E-2,null,1,null,1.6E-2,null,null,"←熱伝導率\nλ[W/m*K]",null,{"$f":"$O$118*B115/$F$35","v":0},"←内部発熱（放射）[W]"]
[null,"壁","熱抵抗\nR(m2K/W)",null,{"$f":"1/E115","v":5.5865921787709501E-2},null,{"$f":"G110/(E115+F115)","v":4.3478260869565216E-2},null,{"$f":"I110/I111","v":0.75},null,{"$f":"K110/K111","v":5.2631578947368425},null,{"$f":"M110/M111","v":0.75},null,{"$f":"O110/O111","v":0.09},null,{"$f":"Q110/Q111","v":0.75},null,{"$f":"S110/(U115+T115)","v":0.11001100110011001},null,{"$f":"1/U115","v":0.22271714922048996},null,"←熱抵抗\nR(m2K/W)"]
["壁体伝熱計算","壁","Cρ容積比熱\n[kJ/m3*K]",null,null,null,null,null,715.81500000000005,null,13.395,null,715.81500000000005,null,1.298,null,715.81500000000005,null,null,null,null,null,"←Cρ容積比熱\n[kJ/m3*K]"]
["壁体伝熱計算","面積[m2]","日射吸収率","長波放射率[-]","対流熱伝達率\n[W/m2K]","放射熱伝達率\n[W/m2K]","uL(左)\nuR(右)",{"$f":"時間間隔/(0.5*(I115)*G112)","v":19.278724267088169},{"$f":"時間間隔/(0.5*(I115)*I112)","v":1.1176072038891693},{"$f":"時間間隔/(0.5*(K115+I115)*I112)","v":0.85191121024841276},{"$f":"時間間隔/(0.5*(I115+K115)*K112)","v":0.12139734746039881},{"$f":"時間間隔/(0.5*(M115+K115)*K112)","v":0.12139734746039881},{"$f":"時間間隔/(0.5*(K115+M115)*M112)","v":0.85191121024841276},{"$f":"時間間隔/(0.5*(O115+M115)*M112)","v":1.1026118126275595},{"$f":"時間間隔/(0.5*(M115+O115)*O112)","v":9.1884317718963295},{"$f":"時間間隔/(0.5*(Q115+O115)*O112)","v":9.1884317718963295},{"$f":"時間間隔/(0.5*(O115+Q115)*Q112)","v":1.1026118126275595},{"$f":"時間間隔/(0.5*(S115+Q115)*Q112)","v":1.1176072038891693},{"$f":"時間間隔/(0.5*(Q115)*S112)","v":7.6192871125144119},"放射熱伝達率\n[W/m2K]","対流熱伝達率\n[W/m2K]","日射吸収率","長波放射率[-]"]
["壁体伝熱計算",{"$f":"T23","v":9.6},0.8,0.9,17.899999999999999,5.0999999999999996,"CAP[J/m2*K](左)\n1+uL+uR(右)",{"$f":"1+H114+I114","v":21.396331470977337},{"$f":"I110*I113*1000","v":8589.7800000000007},{"$f":"1+J114+K114","v":1.9733085577088116},{"$f":"K110*K113*1000","v":2679.0000000000005},{"$f":"1+L114+M114","v":1.9733085577088116},{"$f":"M110*M113*1000","v":8589.7800000000007},{"$f":"1+N114+O114","v":11.291043584523889},{"$f":"O110*O113*1000","v":116.82},{"$f":"1+P114+Q114","v":11.291043584523889},{"$f":"Q110*Q113*1000","v":8589.7800000000007},{"$f":"1+R114+S114","v":9.7368943164035819},null,4.5999999999999996,{"$f":"9.09-T115","v":4.49},0.8,0.9]
[]
["室温計算","室名",null,"容積[m3]","換気1 給気温度[℃]","換気量1[m3/h]","換気1 熱回収効率[%]","換気2 給気温度[℃]","換気量2[m3/h]","換気2 熱回収効率[%]","空気の容積比熱\n[kJ/m3*K]","空気熱容量[J/K]","他蓄熱容量[J/K]","内部発熱（対流）[W]","内部発熱（放射）[W]","内部発熱\n（放射+再放射）[W]","貫流負荷[W]","顕熱換気負荷[W]","ΔＴ","直前T0/T1[℃]",null,"設定温度[℃]","最大処理能力[W]","処理熱量(顕熱)[W]","処理熱量(潜熱)[W]"]
["室温計算","室名",null,{"$f":"4*4*2.4","v":38.4},{"$f":"外気温","v":-6.2},{"$f":"D118*0.5","v":19.2},null,null,null,null,{"$f":"N2*1.293/(1+T119/273.15)","v":1.3007579892289978},{"$f":"D118*K118*1000","v":49949.106786393517},{"$f":"D118*18.8*1000","v":721920},{"$f":"内部発熱","v":45},0,null,{"$f":"SUM(X47:X115)","v":1294.7546994449287},{"$f":"空気の容積比熱*F118*1000/3600*(E118-T119)*(100-G118)/100+空気の容積比熱*I118*1000/3600*(H118-T119)*(100-J118)/100","v":-43.011746891195962},{"$f":"時間間隔*(Q118+R118+N118+P118+(X118+X119))/(L118+M118)","v":-15.000000071999116},15,"冷房",{"$f":"冷房設定温度","v":0},1000000,{"$f":"IF(V118<>\"\",IF(T119<V118,MIN(-(T118-V118)*(L118+M118)/時間間隔-(R118+Q118+N118+P118),0),IF(MAX((T118-V118),0)*(L118+M118)/時間間隔+(R118+Q118+N118+P118)>W118,-W118,IF(MAX((T118-V118),0)*(L118+M118)/時間間隔+(R118+Q118+N118+P118)>0,-(MAX((T118-V118),0)*(L118+M118)/時間間隔+(R118+Q118+N118+P118)),0))),0)","v":-4512.8642282095325},{"$f":"J120","v":938036.38357289822}]
["室温計算","室名",null,"室内水蒸気発生量\nLG[kg/s]","冷房設定湿度[％]","設定絶対湿度\n[kg/kg']","水蒸気除去量\nLE[kg/s]","潜熱負荷\nHEL[W]","Go[kg/s]","潜熱処理量[W]","xR1実現湿度Ｔ0/T1\n[kg/kg']","実現湿度Ｔ1[%]","BRMX","BRCX",null,null,null,"MRT","OT",{"$f":"T119+室の緩和係数*(T118+S118-T119)","v":2.0284510856631167E-6},"暖房",{"$f":"暖房設定温度","v":0},1000000,{"$f":"IF(V119<>\"\",IF(T119>V119,MAX(-(T118-V119)*(L118+M118)/時間間隔-(R118+Q118+N118+P118),0),IF(MIN((T118-V119),0)*(L118+M118)/時間間隔+(R118+Q118+N118+P118)<-W119,W119,IF(MIN((T118-V119),0)*(L118+M118)/時間間隔+(R118+Q118+N118+P118)<0,-(MIN((T118-V119),0)*(L118+M118)/時間間隔+(R118+Q118+N118+P118)),0))),0)","v":0}]
[null,null,null,0,{"$f":"冷房設定湿度","v":0},{"$f":"IF(E120=\"\",1,FNxtr(T119,E120))","v":0},{"$f":"N120-M120*F120","v":0.37506452761811204},{"$f":"IF(E120=100,0,水の蒸発潜熱*1000*G120)","v":938036.38357289822},{"$f":"F118*空気の密度/3600","v":6.8959999999999994E-3},{"$f":"MAX(0,MIN(W118-X118,H120))","v":938036.38357289822},15,{"$f":"Fnrhtx(T119,K121)","v":15917.660640204831},{"$f":"(空気の密度+単位容積あたりの室内潜熱容量/(水の蒸発潜熱*1000))*D118/時間間隔+I120","v":2.0866701841207466E-2},{"$f":"(空気の密度+単位容積あたりの室内潜熱容量/(水の蒸発潜熱*1000))*D118/時間間隔*K120+I120*外気絶対湿度+D120/(水の蒸発潜熱*1000)","v":0.37506452761811204},null,null,null,{"$f":"K35","v":4.3880990101592481},{"$f":"AVERAGE(T119,R120)","v":2.1940505193051667}]
[null,null,null,null,null,null,null,null,null,null,{"$f":"IF(E120>0,MIN(FNxtr(T119,100),(空気の密度*D118*K120+時間間隔*(I120*外気絶対湿度+D120-J120/(水の蒸発潜熱*1000)))/(空気の密度*D118+時間間隔*I120)),K120)","v":15},null,null,null,"着衣量[Clo]","代謝量[Met]","室内風速[m/s]","PMV","SET*"]
[null,null,null,null,null,null,null,null,null,null,null,null,null,null,1,1,0.2,{"$f":"fnpmv(T119,R120,L120,Q122,P122,0,O122)","v":3},{"$f":"SET_star_CALCULATION(T119,R120,0.2,L120,760,70,2,1,1,0)","v":122.51053088218465}]

{"sheet":"Material","index":10,"n_rows":81,"n_cols":23,"rows_kept":81,"cut":false,"hidden":false,"merged":[[0,15,0,21]]}
["建築環境工学",null,null,null,null,null,null,null,null,null,null,null,null,null,null,"SMASHデータ＿熱伝導率[W/m・K]＿容積比熱[kJ/m3・K]"]
["材料名","厚み[m]","長波放射率","日射吸収率","熱伝導率[W/m・K]","容積比熱[kJ/m3・K]",null,"窓の種類","熱貫流率","長波放射率","日射吸収率","日射透過率","日射反射率","日射熱取得率",null,null,"材料名","厚み[m]","長波放射率","日射吸収率","熱伝導率[W/m・K]","容積比熱[kJ/m3・K]"]
["合板",null,0.9,0.8,0.129,1113,null,"普通単板ガラス＋アルミサッシ",6.51,0.9,6.7000000000000004E-2,0.85599999999999998,7.6999999999999999E-2,0.88,null,1,"セメント・モルタル",null,0.9,0.8,1.5,1599.0709999999999]
["石膏ボード",null,0.9,0.8,0.21299999999999999,854,null,"普通複層ガラス（A6）+アルミサッシ",4.6500000000000004,0.9,0.129,0.73699999999999999,0.13400000000000001,0.79,null,2,"コンクリート",null,0.9,0.8,1.6,1896.2809999999999]
["コンクリート",null,0.9,0.8,1.637,2013,null,"普通複層ガラス（A6）+樹脂サッシ",3.49,0.9,0.129,0.73699999999999999,0.13400000000000001,0.79,null,3,"軽量骨材コンクリート１種",null,0.9,0.8,0.81,1900.4670000000001]
["窯業系サイディング",null,0.9,0.8,0.17,1659,null,"Low-eガラス断熱（A12）＋樹脂サッシ",2.33,0.9,0.224,0.621,0.155,0.75,null,4,"軽量骨材コンクリート２種",null,0.9,0.8,0.57999999999999996,1599.0709999999999]
["スレート",null,0.9,0.8,1.264,1264,null,"Low-eガラス遮熱（A12）＋樹脂サッシ",2.33,0.9,0.26200000000000001,0.44400000000000001,0.29399999999999998,0.5,null,5,"軽量気泡コンクリートパネル（ALCパネル）",null,0.9,0.8,0.17,661.39599999999996]
["ガルバリム鋼板",null,0.9,0.8,43,2235.2600000000002,null,"普通三層ガラス(A12×2)＋樹脂サッシ",2.33,0.9,0.186,0.63800000000000001,0.17599999999999999,0.71,null,6,"普通れんが",null,0.9,0.8,0.62,1385.5830000000001]
["グラスウール16k",null,0.9,0.8,4.3999999999999997E-2,13.4,null,"真空ガラス＋樹脂サッシ",2,0.9,0.214,0.60299999999999998,0.183,0.65,null,7,"耐火れんが",null,0.9,0.8,0.99,1553.0250000000001]
["グラスウール32k",null,0.9,0.8,3.5999999999999997E-2,26.9,null,null,null,null,null,null,null,null,null,8,"銅",null,0.9,0.8,370,3143.7240000000002]
["空気層",1,null,null,12.048192771084336,0,null,null,null,null,null,null,null,null,null,9,"アルミニウム合金",null,0.9,0.8,200,2427.9090000000001]
["まつ",null,0.9,0.8,0.08,810,null,null,null,null,null,null,null,null,null,10,"鋼材",null,0.9,0.8,53,3759.0729999999999]
["畳",null,0.9,0.8,6.9767999999999997E-2,119.7684,null,null,null,null,null,null,null,null,null,11,"鉛",null,0.9,0.8,35,1469.3040000000001]
["砂利",null,0.9,0.8,0.61199999999999999,1549,null,null,null,null,null,null,null,null,null,12,"ステンレス鋼",null,0.9,0.8,15,3478.6080000000002]
["土",null,0.9,0.8,0.61199999999999999,1582,null,null,null,null,null,null,null,null,null,13,"フロートガラス",null,0.9,0.8,1,1913.8620000000001]
["天然ゴム",null,0.9,0.8,0.13,1729,null,null,null,null,null,null,null,null,null,14,"PVC（塩化ビニル）",null,0.9,0.8,0.17,1023.489]
[null,null,null,null,null,null,null,null,null,null,null,null,null,null,null,15,"天然木材１類（桧、杉、えぞ松等）",null,0.9,0.8,0.12,519.07000000000005]
[null,null,null,null,null,null,null,null,null,null,null,null,null,null,null,16,"天然木材２類（松、ラワン等）",null,0.9,0.8,0.15,648.83799999999997]
[null,null,null,null,null,null,null,null,null,null,null,null,null,null,null,17,"天然木材３類（ナラ、サクラ、ブナ等）",null,0.9,0.8,0.19,845.58199999999999]
[null,null,null,null,null,null,null,null,null,null,null,null,null,null,null,18,"合板",null,0.9,0.8,0.16,715.81500000000005]
[null,null,null,null,null,null,null,null,null,null,null,null,null,null,null,19,"断熱木毛セメント板",null,0.9,0.8,0.1,841.39599999999996]
[null,null,null,null,null,null,null,null,null,null,null,null,null,null,null,20,"木片セメント板",null,0.9,0.8,0.17,1678.606]
[null,null,null,null,null,null,null,null,null,null,null,null,null,null,null,21,"ハードボード",null,0.9,0.8,0.17,1232.7919999999999]
[null,null,null,null,null,null,null,null,null,null,null,null,null,null,null,22,"パーティクルボード",null,0.9,0.8,0.15,715.81500000000005]
[null,null,null,null,null,null,null,null,null,null,null,null,null,null,null,23,"せっこうボード",null,0.9,0.8,0.22,904.18700000000001]
[null,null,null,null,null,null,null,null,null,null,null,null,null,null,null,24,"せっこうプラスター",null,0.9,0.8,0.6,1636.7460000000001]
[null,null,null,null,null,null,null,null,null,null,null,null,null,null,null,25,"漆喰",null,0.9,0.8,0.7,1092.559]
[null,null,null,null,null,null,null,null,null,null,null,null,null,null,null,26,"土壁",null,0.9,0.8,0.69,1126.047]
[null,null,null,null,null,null,null,null,null,null,null,null,null,null,null,27,"繊維質上塗材",null,0.9,0.8,0.12,4.1859999999999999]
[null,null,null,null,null,null,null,null,null,null,null,null,null,null,null,28,"畳床",null,0.9,0.8,0.11,527.44200000000001]
[null,null,null,null,null,null,null,null,null,null,null,null,null,null,null,29,"タイル",null,0.9,0.8,1.3,2017.6759999999999]
[null,null,null,null,null,null,null,null,null,null,null,null,null,null,null,30,"プラスチック（P）タイル",null,0.9,0.8,0.19,4.1859999999999999]
[null,null,null,null,null,null,null,null,null,null,null,null,null,null,null,31,"住宅用グラスウール断熱材　10k相当",null,0.9,0.8,0.05,8.3719999999999999]
[null,null,null,null,null,null,null,null,null,null,null,null,null,null,null,32,"住宅用グラスウール断熱材　16k相当",null,0.9,0.8,4.4999999999999998E-2,13.395]
[null,null,null,null,null,null,null,null,null,null,null,null,null,null,null,33,"住宅用グラスウール断熱材　24k相当",null,0.9,0.8,3.7999999999999999E-2,20.093]
[null,null,null,null,null,null,null,null,null,null,null,null,null,null,null,34,"住宅用グラスウール断熱材　32k相当",null,0.9,0.8,3.5999999999999997E-2,26.791]
[null,null,null,null,null,null,null,null,null,null,null,null,null,null,null,35,"高性能グラスウール断熱材　16k相当",null,0.9,0.8,3.7999999999999999E-2,13.395]
[null,null,null,null,null,null,null,null,null,null,null,null,null,null,null,36,"高性能グラスウール断熱材　24k相当",null,0.9,0.8,3.5999999999999997E-2,20.093]
[null,null,null,null,null,null,null,null,null,null,null,null,null,null,null,37,"吹込用グラスウール断熱材１種　13k相当",null,0.9,0.8,5.1999999999999998E-2,10.884]
[null,null,null,null,null,null,null,null,null,null,null,null,null,null,null,38,"吹込用グラスウール断熱材１種　18k相当",null,0.9,0.8,5.1999999999999998E-2,16.744]
[null,null,null,null,null,null,null,null,null,null,null,null,null,null,null,39,"吹込用グラスウール断熱材１種　30k相当",null,0.9,0.8,0.04,29.302]
[null,null,null,null,null,null,null,null,null,null,null,null,null,null,null,40,"吹込用グラスウール断熱材１種　35k相当",null,0.9,0.8,0.04,37.673999999999999]
[null,null,null,null,null,null,null,null,null,null,null,null,null,null,null,41,"住宅用ロックウール断熱材　マット",null,0.9,0.8,3.7999999999999999E-2,33.488]
[null,null,null,null,null,null,null,null,null,null,null,null,null,null,null,42,"住宅用ロックウール断熱材　フェルトト",null,0.9,0.8,3.7999999999999999E-2,41.860999999999997]
[null,null,null,null,null,null,null,null,null,null,null,null,null,null,null,43,"住宅用ロックウール断熱材　ボード",null,0.9,0.8,3.5999999999999997E-2,58.604999999999997]
[null,null,null,null,null,null,null,null,null,null,null,null,null,null,null,44,"吹込用ロックウール断熱材　25K",null,0.9,0.8,4.7E-2,20.93]
[null,null,null,null,null,null,null,null,null,null,null,null,null,null,null,45,"吹込用ロックウール断熱材　35K",null,0.9,0.8,5.0999999999999997E-2,29.302]
[null,null,null,null,null,null,null,null,null,null,null,null,null,null,null,46,"ロックウール化粧吸音板",null,0.9,0.8,5.8000000000000003E-2,293.86099999999999]
[null,null,null,null,null,null,null,null,null,null,null,null,null,null,null,47,"吹付けロックウール",null,0.9,0.8,4.7E-2,167.86099999999999]
[null,null,null,null,null,null,null,null,null,null,null,null,null,null,null,48,"ビーズ法ポリスチレンフォーム特号",null,0.9,0.8,3.4000000000000002E-2,33.906999999999996]
[null,null,null,null,null,null,null,null,null,null,null,null,null,null,null,49,"ビーズ法ポリスチレンフォーム１号",null,0.9,0.8,3.5999999999999997E-2,37.673999999999999]
[null,null,null,null,null,null,null,null,null,null,null,null,null,null,null,50,"ビーズ法ポリスチレンフォーム２号",null,0.9,0.8,3.6999999999999998E-2,31.395]
[null,null,null,null,null,null,null,null,null,null,null,null,null,null,null,51,"ビーズ法ポリスチレンフォーム３号",null,0.9,0.8,0.04,25.116]
[null,null,null,null,null,null,null,null,null,null,null,null,null,null,null,52,"ビーズ法ポリスチレンフォーム４号",null,0.9,0.8,4.2999999999999997E-2,18.837]
[null,null,null,null,null,null,null,null,null,null,null,null,null,null,null,53,"押出法ポリスチレンフォーム　１種",null,0.9,0.8,0.04,25.116]
[null,null,null,null,null,null,null,null,null,null,null,null,null,null,null,54,"押出法ポリスチレンフォーム　２種",null,0.9,0.8,3.4000000000000002E-2,25.116]
[null,null,null,null,null,null,null,null,null,null,null,null,null,null,null,55,"押出法ポリスチレンフォーム　３種",null,0.9,0.8,2.8000000000000001E-2,25.116]
[null,null,null,null,null,null,null,null,null,null,null,null,null,null,null,56,"硬質ウレタンフォーム保温板１種１号",null,0.9,0.8,2.4E-2,56.093000000000004]
[null,null,null,null,null,null,null,null,null,null,null,null,null,null,null,57,"硬質ウレタンフォーム保温板１種２号",null,0.9,0.8,2.4E-2,43.954000000000001]
[null,null,null,null,null,null,null,null,null,null,null,null,null,null,null,58,"硬質ウレタンフォーム保温板１種３号",null,0.9,0.8,2.5999999999999999E-2,31.395]
[null,null,null,null,null,null,null,null,null,null,null,null,null,null,null,59,"硬質ウレタンフォーム保温板２種１号",null,0.9,0.8,2.3E-2,56.093000000000004]
[null,null,null,null,null,null,null,null,null,null,null,null,null,null,null,60,"硬質ウレタンフォーム保温板２種２号",null,0.9,0.8,2.3E-2,43.954000000000001]
[null,null,null,null,null,null,null,null,null,null,null,null,null,null,null,61,"硬質ウレタンフォーム保温板２種３号",null,0.9,0.8,2.4E-2,31.395]
[null,null,null,null,null,null,null,null,null,null,null,null,null,null,null,62,"硬質ウレタンフォーム（現場発泡品）",null,0.9,0.8,2.5999999999999999E-2,49.814]
[null,null,null,null,null,null,null,null,null,null,null,null,null,null,null,63,"ポリエチレンフォームA",null,0.9,0.8,3.7999999999999999E-2,62.790999999999997]
[null,null,null,null,null,null,null,null,null,null,null,null,null,null,null,64,"ポリエチレンフォームB",null,0.9,0.8,4.2000000000000003E-2,62.790999999999997]
[null,null,null,null,null,null,null,null,null,null,null,null,null,null,null,65,"フェノールフォーム保温板１種１号",null,0.9,0.8,3.3000000000000002E-2,37.673999999999999]
[null,null,null,null,null,null,null,null,null,null,null,null,null,null,null,66,"フェノールフォーム保温板１種２号",null,0.9,0.8,0.03,37.673999999999999]
[null,null,null,null,null,null,null,null,null,null,null,null,null,null,null,67,"フェノールフォーム保温板２種１号",null,0.9,0.8,3.5999999999999997E-2,56.512]
[null,null,null,null,null,null,null,null,null,null,null,null,null,null,null,68,"フェノールフォーム保温板２種２号",null,0.9,0.8,3.4000000000000002E-2,56.512]
[null,null,null,null,null,null,null,null,null,null,null,null,null,null,null,69,"A級インシュレーションボード",null,0.9,0.8,4.9000000000000002E-2,324.83699999999999]
[null,null,null,null,null,null,null,null,null,null,null,null,null,null,null,70,"タタミボード",null,0.9,0.8,4.4999999999999998E-2,15.07]
[null,null,null,null,null,null,null,null,null,null,null,null,null,null,null,71,"シージングボード",null,0.9,0.8,5.1999999999999998E-2,390.14]
[null,null,null,null,null,null,null,null,null,null,null,null,null,null,null,72,"吹込用セルロースファイバー断熱材１",null,0.9,0.8,0.04,37.673999999999999]
[null,null,null,null,null,null,null,null,null,null,null,null,null,null,null,73,"吹込用セルロースファイバー断熱材２",null,0.9,0.8,0.04,62.790999999999997]
[]
[null,null,null,null,null,null,null,null,null,null,null,null,null,null,null,1,"中空層（工場生産2cm以下）",0.09,null,null,1,1.298,"厚み依存"]
[null,null,null,null,null,null,null,null,null,null,null,null,null,null,null,2,"中空層（工場生産2cm以上）",0.18,null,null,1,1.298]
[null,null,null,null,null,null,null,null,null,null,null,null,null,null,null,3,"中空層（1cm以下）",0.09,null,null,1,1.298,"厚み依存"]
[null,null,null,null,null,null,null,null,null,null,null,null,null,null,null,4,"中空層（1cm以上）",0.09,null,null,1,1.298]
[null,null,null,null,null,null,null,null,null,null,null,null,null,null,null,5,"通気層"]

{"sheet":"History","index":11,"n_rows":19,"n_cols":5,"rows_kept":19,"cut":false,"hidden":true,"merged":[[14,2,16,2],[14,0,16,0],[14,1,16,1]]}
["要検討項目"]
["マニュアルの整理"]
["EESLISM合わせ"]
["PCM実装",null,null,null,"ver.ExTLA_Core_150808_setstar_v2.xlsm"]
["OMシステム実装"]
["熱伝達率の計算"]
["epwファイルの直接読込"]
["左袖壁等の実装"]
[]
[]
["修正履歴"]
["年月日","作成者","ファイル名","重要度","修正内容"]
["15.04.19","前","ExTLA_Core_150419_2.xlsm","小","ブックオープン時にSetSheetを呼び出すので、他ではSetSheetが不要に"]
["15.04.19","高瀬","ExTLA_Core_150419_1.xlsm","中","OM集熱器を外して高速化（）年間計算がノートPCで20分程度）"]
["15.04.18",null,"ExTLA_OMver_150418_5.xlsm","小","土壌の熱抵抗の計算の参照を正しいものに修正"]
[null,null,null,"大","庇の実装"]
[null,null,null,"中","ソースコードの整理（インデントや変数名、モジュール分割等）"]
["15.08.06","崔","ExTLA_Core_150806.xlsm","中","窓の左側表面温度：屋外で対流と放射を分離していないため、計算に用いる熱伝達率は総合熱伝達率を参照\n壁面の左側表面熱抵抗：屋外の場合には総合熱伝達率を使用すべきなので放射熱伝達率を加算\n窓の熱流計算修正"]
["15.08.08"]

{"sheet":"修正ログ","index":12,"n_rows":66,"n_cols":7,"rows_kept":66,"cut":false,"hidden":true,"merged":[]}
["No.","旧ファイル名","新ファイル名","修正内容","修正前","修正後","修正者"]
[1,null,null,"入力シートに冷暖房設定温度が不十分だった点を修正。","入力シートに冷房小屋裏、暖房小屋裏列がなかったため、冷房設定温度が0℃","謬力シートに冷房小屋裏、暖房小屋裏列を追加し、設定温度として=\"を入力。","草川"]
[null,null,null,null,"とされて計算されていた。"]
[null,null,null,null,"そのため、小屋裏温度がすぐ０℃になってしまうバグが発生。"]
[]
[]
[]
[]
[]
[]
[]
[]
[]
[]
[]
[]
[]
[2,null,null,"太陽熱集熱器の風量、手入力だった室容量を式で自動計算するよう修正。","T1シートF59が=IF(F47=0,273.1/2/3600,F47/G59)","T1シートF59が=IF(F47=0,(D212+D353)/2/3600,F47/G59)","草川"]
[]
[]
[]
[]
[]
[]
[]
[]
[]
[]
[]
[]
[]
[]
[]
[3,null,null,"集熱器で集めた熱量がどこにもリンクされていなかったので、床下の","T1シートD216が=空気の容積比熱*D215*D212*1000/3600*(外気温-D220)","T1シートD216が=空気の容積比熱*D215*D212*1000/3600*(外気温-D220)+(D59-D220)*F59*G59*J53*1000"]
[null,null,null,"顕熱換気負荷に集熱量が加味されるよう修正。",null,{"$f":"空気の容積比熱*D215*D212*1000/3600*(外気温-D220)+(D59-D220)*F59*G59*J53*1000","v":0}]
[]
[]
[]
[]
[]
[]
[]
[]
[]
[]
[]
[]
[]
[]
[4,null,null,null,null,null,"　"]
[]
[]
[]
[]
[]
[]
[]
[]
[]
[]
[]
[]
[]
[]
[]
[5]